## SATIM Energy balance 2017 (new)
DMRE name |  | Crude Oil | Bituminous coal |  |  | Coking coal | Electricity |  | Gas | Gas Diesel | Motor Gasoline | Aviation Gasoline |  |  |  | Parrafin Wax | LPG | [5 empty] | wood
SATIM |  | Crude oil | Coal | coal discard | coal low grade | coking coal | Electricity |  | Gas | Diesel | Petrol | Av gas |  | hydrogen | HFO | Paraffin | LPG | Bagasse | biodiesel | bioethanol | biogas | biomass other | wood | Steam? | waste |  | Total
DMRE 2017 | Domestic Supply | 733832.035 | 3979999.3379 | 0 | 0 | 36910.9297 | -21578.4023 |  | 149196.5 | 162002.5859 | 35299.1211 | 455.9797 | 0 | 0 | 0 | 1.5678 | 2128.1345 | 0 | 0 | 0 | 0 | 0 | 654700.875 | 0 | 0 |  | 5732948.6643
DMRE 2017 | Final Consumption | 0 | 482179.2684 | 0 | 0 | 0 | 729630.2635 |  | 155825.9792 | 505147.2642 | 403972.7387 | 14499.7842 | 0 | 0 | 0 | 399.588 | 15120.9199 | 0 | 0 | 0 | 0 | 0 | 425901.1016 | 0 | 0 | 0 | 2732676.9077
SATIM | Total SATIM (old)
NEW SATIM | Total new
Supply
imports
exports
|  | Crude oil | Coal | coal discard | coal low grade | coking coal | Electricity |  | Gas | Diesel | Petrol | Av gas |  | hydrogen | HFO | Paraffin | LPG | Bagasse | biodiesel | bioethanol | biogas | biomass other | wood | Steam? | waste
SATIM
Demand
Agriculture |  |  | 1 |  |  |  | 1 |  |  | 1 | 1 |  |  |  |  | 1 | 1
Commerce and Public Services |  |  | 1 |  |  |  | 1 |  | 1 | 1 | 1 |  |  |  | 1 | 1 | 1
Industry Sector |  |  | 1 |  |  | 1 | 1 |  | 1 | 1 | 1 |  |  |  | 1 |  | 1 | 1 |  |  |  |  | 1 |  | 1
Mining and Quarrying
Residential |  |  | 1 |  |  |  | 1 |  | 1 | [6 empty] | 1 | 1 | [5 empty] | 1
Transport Sector | [6 empty] | 1 |  | 1 | 1 | 1 | 1 |  | 1 | 1 | 1
Demand (PJ)
|  | Crude oil | Coal | coal discard | coal low grade | coking coal | Electricity |  | Gas | Diesel | Petrol | Av gas |  | hydrogen | HFO | Paraffin | LPG | Bagasse | biodiesel | bioethanol | biogas | biomass other | wood | Steam? | waste
Total | [6 empty] | 156713
Agriculture |  |  | 1998.24 |  |  |  | 5770 |  |  | 1 | 1 |  |  |  |  | 1 | 1
Commerce and Public Services |  |  | 26655 |  |  |  | 38622 |  | 1 | 1 | 1 |  |  |  | 1 | 1 | 1
Industry Sector |  |  | 320956.92 |  |  | 1 | 68101 |  | 1 | 1 | 1 |  |  |  | 1 |  | 1 | 1 |  |  |  |  | 1 |  | 1
Mining and Quarrying |  |  | 1409.08 |  |  |  | 0
Residential |  |  | 15617.1206 |  |  |  | 40738 |  | 1 | [6 empty] | 1 | 1 | [5 empty] | 1
Transport Sector |  |  | 42.93 |  |  |  | 3482 |  | 1 | 1 | 1 | 1 |  | 1 | 1 | 1
Non-specified (Other) |  |  | 71643.0594
SECTOR LEADS TO FILL IN Table Below |  |  | Model here | C:\Google Drive\SATIM\Model Files\NDC2020_Models |  |  | 180952.4594 | [7 empty] | over | under | over
UNITS - TJ |  |  | Coal | coal discard | coal low grade | Coke | Electricity(grid) | Electricity(incl.own gen) | Gas | Diesel | Petrol | Jet fuel | Crude Oil | hydrogen | HFO | Paraffin | LPG | Bagasse | biodiesel | bioethanol | biogas | biomass other | wood | Steam? | waste
Total (final) |  |  | 356010.1811 |  |  | 148639.77 | 651428.854 | 668721.1999 | 87466.5233 | 475826 | 382152 | 89404 |  |  | 36535.614 | 13739.8432 | 21594.6773 | 0 |  |  |  |  | 83768 |  | 1
Agriculture |  |  | 1998 |  |  |  | 20772 | 20772 | 0 | 49181 | 0 |  |  |  | 2624 | 3162 | 45
Commerce |  |  | 26655 |  |  |  | 129042 | 129042 | 1232.3005 | 1499 | ???????? |  |  |  | 20074 | 526 | 440.8598
Industry Sector | [5 empty] | 72723 | 0 | 0 |  | 1 | 1 | [11 empty] | 1 |  | 1
Mining2 |  |  | 1265.5048 |  |  |  | 110071.95 | 110071.95 | 0 | 46046 | [6 empty] | 135.8572
FerroAlloys |  |  | 71118 |  |  | 46089 | 51898.6102 | 51898.6102
Iron_Steel351 |  |  | 47995 |  |  | 29827.77 | 17311.8698 | 17311.8698 | 9877.665 | [7 empty] | 242
Chemicals33 |  |  | 32418 |  |  |  | 31985.352 | 40459.0306 | 49995.8555
Aluminium | [8 empty] | 1773 | [7 empty] | 2627
PNFMetals352 |  |  | 451.1905 |  |  |  | 54079.13 | 54079.13 | 506.871
NMMProducts34 |  |  | 61284 |  |  |  | 5874.516 | 5874.516 | 15122.7754 | [5 empty] | 8116
Food_Bev_Tob30 |  |  | 6112.4859 |  |  |  | 14952.24 | 17502.24 | 3824.4998 | [5 empty] | Bryce
Pulp_Paper323 |  |  | 0 |  |  |  | 7966.296 | 14234.9634 | 624.0017 | [5 empty] | 1213
IndOther |  |  | 91096 |  |  |  | 22607.69 | 22607.69 | 4289.0573 | 37630 |  |  |  |  | Bryce
Residential |  |  | 15617 |  |  |  | 172332 | 172332 | 220.4971 | [6 empty] | 9649 | 17978 | [5 empty] | 83767
Transport |  |  | 0 |  |  |  | 12535.2 | 12535.2 | 0 | 341081 | 382151 | 89404 |  | 0 | 4508.614 | 399.0632 | 125.9603 |  | 0 | 0
Non-specified (Other)
Total Demand = domestic demand +exports + losses |  |  | 5524870.5305 |  |  |  | 851121.6204 |  | 189174.8889 | 543851.678 | 420514.733 | 101385.081 | 0 | 0 | 139535.614 | 13739.8432 | 23519.4443 | 0 | ? |  | ?Harro/Julia |  | Alison
Total Supply = domestic production + imports |  |  | 5524870.5305 |  |  |  | 846194.4 |  | 189962.45 | 530826.678 | 420513.733 | 105037.081 | 938424.8 | 0 | 140000 | 23976 | 16636.767 | 0
Domestic Production (output of refineries,mines,power plants) |  |  | 5524870.5305 |  |  | Bryce |  |  | 25838 | 300592.908 | 345491.175 | 90633.832 | 2255 |  | 140000 | 23976 | 13182.057
Imports |  |  | 0 |  |  | Bryce | 32633.64 |  | 164623.2 | 230233.77 | 75022.558 | 14403.249 | 936169.8 |  | 0 | 0 | 3454.71 |  |  |  | Harro/Julia |  | Alison/Luanne
Exports |  |  | 1964835.07 |  |  |  | 57195.4214 |  | 498.75 | 68025.678 | 38362.733 | 11981.081 |  |  | 103000 | 0 | 1924.767
Transformation
Power |  |  | 2295861.6316 |  |  |  | 813560.76 |  |  | 388 | [5 empty] | 3.78
CTL (material use) |  |  | 575857.2923 | [5 empty] | 51780.171
CTL (energy) |  |  | 216349.9043 |  |  |  | 17553.6 | 33940.9708
GTL | [6 empty] | 3027 | 3027 | 28204 |  |  |  | 2255
Crude Refineries | [6 empty] | 4233.6 | 4233.6 |  |  |  |  | 936169.8
Auto-Producers
AutoProd-Commerce |  |  | 0 |  |  |  |  | 66.4 | 201.1
AutoProd-Pulp and Paper |  |  | 54802 |  |  |  |  | 6268.6674 | [13 empty] | 8050.6778
AutoProd-Food and Bev |  |  | 8050.6778 |  |  |  |  | 2550 | [9 empty] | 38430
AutoProd-Chemicals (Sasol) |  |  | 8050.6778 |  |  |  |  | 8473.6786 | 13642.1822 | [13 empty] | 980
AutoProd-Synfuels (Sasol) |  |  | 45053.0957 |  |  |  |  | 16387.3708 | 7382.1624
Transmission Losses | [6 empty] | 33001.5816 | 3.9%
Dist.Agriculture | [6 empty] | 3103.8621 | 13%
Dist.Commerce | [6 empty] | 18098.2509 | 12.3%
Dist.Households | [6 empty] | 42278.2117 | 19.7%
Dist.Transport | [6 empty] | 632.0269 | 4.8%
Dist.Other Industry | [6 empty] | 13192.0662 | 6%
Dist.Mining | [6 empty] | 5793.2605 | 5%
Dist.Refineries | [6 empty] | 1583.8851 | 6%
liquid fuels demand check (aggregate vs bottom-up) | [9 empty] | 1.0245 | 1 | 0.96523 |  |  | 0.99668 | 0.57307 | 1.4137
[9 empty] | 42 | MJ/kg
[9 empty] | 55 | MJ/kg
[9 empty] | 2007 | Sasol says 2007 kilotons of nat gas
84294
110385
Note on D2: [Threaded comment] Your version of Excel allows you to read this threaded comment; however, any edits to it will get removed if the file is opened in a newer version of Excel. Learn more: https://go.microsoft.com/fwlink/?linkid=870924 Comment: Also includes anthracite -tc={8F2F23C8-C9A0-7D41-A87A-F62BCC8F75E6}
Note on D43: ? Consider modelling the Sasol complex in SATIM rather than CTL & other. Easier to balance commodities since Secunda produces other chemical products. -Fadiel Ahjum
Note on I43: +bruno.merven@gmail.com ?This column still needs to be correctly populated? _Assigned to you_ -Fadiel Ahjum
Note on J43: only nat gas, no gasworks gas or coke oven gas -Alison Hughes
Note on A44: Missing demand from Supply Sectors (e.g. Power, Refineries) -Fadiel Ahjum
Note on D45: DMRE value. 2017 NIR reports 1403 TJ -Fadiel Ahjum
Note on K45: Extension of the 2015 GIZ fuel consumption study. 2017 NIR reports 46107 TJ -Fadiel Ahjum
Note on L45: reallocated to transport sector -Fadiel Ahjum
Note on J46: lower than DMRE (1232) -Alison Hughes
Note on K46: Extension of the 2015 GIZ fuel consumption study -Fadiel Ahjum
Note on P46: this is from the inventory, but it looks like its out by about 100 -Alison Hughes
Note on Q46: Could be too low -Alison Hughes
Note on R46: 97.61 in DMRE nothing in inventory? -Alison Hughes
Note on K48: Extension of the 2015 GIZ fuel consumption study -Fadiel Ahjum
Note on D49: 2012 value -Bruno Merven Updated this to 2017. this includes ferro-manganese and ferrosilicon -Bryce McCall
Note on H49: Need to check against eskom sales data. Should be close though as it was for 2012 -Bryce McCall
Note on R50: just saldanha. -Bryce McCall
Note on R52: From DOE industry project. Just aluminium industry for 2016 -Bryce McCall
Note on P54: reference? -Fadiel Ahjum
Note on D56: all allocated to transformation -Bruno Merven
Note on P56: reference? -Fadiel Ahjum
Note on J57: at least half of this is unspecified -Alison Hughes
Note on K57: Industry Excl. Mining Extension of the 2015 GIZ fuel consumption study -Fadiel Ahjum
Note on D58: lower than inventory, agreed with DEFF, matches fuel study -Alison Hughes
Note on J58: no number in inventory, DMRE EB has 220 -Alison Hughes
Note on R58: This is much higher than previous estimates for the sector, DMRE has 12.358 -Alison Hughes
Note on X58: Low but I can live with it -Alison Hughes
Note on K59: extension of 2015 GIZ fuel study -Fadiel Ahjum
Note on L59: Mismatch between Sapia (2018) and DMRE magisterial data (2018) data. Note DMRE 2017 EB also in disagreement with magisterial sums. -Fadiel Ahjum Transport scaled from DMRE 2018 mag data to match SAPIA (2018) -Fadiel Ahjum
Note on M59: Fuel ConsumptionStudy (2018) -Fadiel Ahjum
Note on P59: FCS (2018) -Fadiel Ahjum International WBN accounts for 21,947 TJ -Fadiel Ahjum
Note on Q59: extension of 2015 GIZ fuel study -Fadiel Ahjum
Note on R59: extension of 2015 GIZ fuel study -Fadiel Ahjum
Note on T59: small scale ~ zero -Fadiel Ahjum
Note on N62: sapia crude kt imported -Fadiel Ahjum
Note on J63: Indigenous Production DMRE South-African-Refinery-Data-gas -Fadiel Ahjum
Note on K63: Note: liquid fuels data estimated from SAPIA (2018) reported consumption, import and export data -Fadiel Ahjum
Note on N63: PetroSA -Fadiel Ahjum
Note on P63: Output from Refineries -Bruno Merven
Note on A64: liquid fuels: SAPIA (2018); gas: SASOL sustainability report (2018) -Fadiel Ahjum
Note on H64: from Jarrad's 2017 dispatch data -Bruno Merven
Note on J64: Sasol Sustainability Report (2018) -Fadiel Ahjum Fadiel, do you know why this is so much higher than DMRE EB -Alison Hughes couldn't say. taken from their gas mass balance in the report. -Fadiel Ahjum
Note on A65: liquid fuels: SAPIA (2018) -Fadiel Ahjum
Note on H67: Total net sent out excluding imports, as per Jarrad's 2017 dispatch data for grid. -Bruno Merven
Note on D68: Sasol exc. Combustion "Refined Product" ~ (diesel + petrol+jetfuel). balance of coal ascribed to "Chemicals (Sasol)" -Fadiel Ahjum
Note on J68: Is this a double count of the Chem sector above -Alison Hughes
Note on H70: Estimated from my prior GTL production recalculations in TCH_SUP -Fadiel Ahjum
Note on H71: SAPIA AR (2018) -Fadiel Ahjum
Note on I73: elc output from autoproducers -Bruno Merven
Note on J73: fuel use by auto producers -Bruno Merven
Note on W74: similar use to coal -Alison Hughes
Note on S75: From Sugar study -Bruno Merven
Note on D76: from sugar study -Bruno Merven
Note on X76: from sugar study -Bruno Merven

## SATIM EB 2017-Labels
DMRE name |  | Crude Oil | Bituminous coal |  |  | Coking coal | Electricity |  | Gas | Gas Diesel | Motor Gasoline | Aviation Gasoline |  |  |  | Parrafin Wax | LPG | [5 empty] | wood
SATIM |  | Crude oil | Coal | coal discard | coal low grade | coking coal | Electricity |  | Gas | Diesel | Petrol | Av gas |  | hydrogen | HFO | Paraffin | LPG | Bagasse | biodiesel | bioethanol | biogas | biomass other | wood | Steam? | waste |  | Total
DMRE 2017 | Domestic Supply | 733832.035 | 3979999.3379 | 0 | 0 | 36910.9297 | -21578.4023 |  | 149196.5 | 162002.5859 | 35299.1211 | 455.9797 | 0 | 0 | 0 | 1.5678 | 2128.1345 | 0 | 0 | 0 | 0 | 0 | 654700.875 | 0 | 0 |  | 5732948.6643
DMRE 2017 | Final Consumption | 0 | 482179.2684 | 0 | 0 | 0 | 729630.2635 |  | 155825.9792 | 505147.2642 | 403972.7387 | 14499.7842 | 0 | 0 | 0 | 399.588 | 15120.9199 | 0 | 0 | 0 | 0 | 0 | 425901.1016 | 0 | 0 | 0 | 2732676.9077
SATIM | Total SATIM (old)
NEW SATIM | Total new
Supply
imports
exports
|  | Crude oil | Coal | coal discard | coal low grade | coking coal | Electricity |  | Gas | Diesel | Petrol | Av gas |  | hydrogen | HFO | Paraffin | LPG | Bagasse | biodiesel | bioethanol | biogas | biomass other | wood | Steam? | waste
SATIM
Demand
Agriculture |  |  | 1 |  |  |  | 1 |  |  | 1 | 1 |  |  |  |  | 1 | 1
Commerce and Public Services |  |  | 1 |  |  |  | 1 |  | 1 | 1 | 1 |  |  |  | 1 | 1 | 1
Industry Sector |  |  | 1 |  |  | 1 | 1 |  | 1 | 1 | 1 |  |  |  | 1 |  | 1 | 1 |  |  |  |  | 1 |  | 1
Mining and Quarrying
Residential |  |  | 1 |  |  |  | 1 |  | 1 | [6 empty] | 1 | 1 | [5 empty] | 1
Transport Sector | [6 empty] | 1 |  | 1 | 1 | 1 | 1 |  | 1 | 1 | 1
Demand (PJ)
|  | Crude oil | Coal | coal discard | coal low grade | coking coal | Electricity |  | Gas | Diesel | Petrol | Av gas |  | hydrogen | HFO | Paraffin | LPG | Bagasse | biodiesel | bioethanol | biogas | biomass other | wood | Steam? | waste
Total | [6 empty] | 156713
Agriculture |  |  | 1998.24 |  |  |  | 5770 |  |  | 1 | 1 |  |  |  |  | 1 | 1
Commerce and Public Services |  |  | 26655 |  |  |  | 38622 |  | 1 | 1 | 1 |  |  |  | 1 | 1 | 1
Industry Sector |  |  | 320956.92 |  |  | 1 | 68101 |  | 1 | 1 | 1 |  |  |  | 1 |  | 1 | 1 |  |  |  |  | 1 |  | 1
Mining and Quarrying |  |  | 1409.08 |  |  |  | 0
Residential |  |  | 15617.1206 |  |  |  | 40738 |  | 1 | [6 empty] | 1 | 1 | [5 empty] | 1
Transport Sector |  |  | 42.93 |  |  |  | 3482 |  | 1 | 1 | 1 | 1 |  | 1 | 1 | 1
Non-specified (Other) |  |  | 71643.0594
SECTOR LEADS TO FILL IN Table Below | [6 empty] | 180952.4594 | [7 empty] | over | under | over
UNITS - TJ | Sector | SubSector | Coal | coal discard | coal low grade | Coke | Electricity(grid) | Electricity | Gas | Diesel | Gasoline | Kerosene | Crude Oil | hydrogen | HFO | Kerosene | LPG | Bagasse | biodiesel | bioethanol | biogas | Biomass | Biowood | Steam? | waste
Total (final) |  |  | 356010.1811 |  |  | 148639.77 | 651428.854 | 668721.1999 | 87466.5233 | 475826 | 382152 | 89404 |  |  | 36535.614 | 13739.8432 | 21594.6773 | 0 |  |  |  |  | 83768 |  | 1
Agriculture | Agriculture | Agriculture | 1998 |  |  |  | 20772 | 20772 | 0 | 49181 | 0 |  |  |  | 2624 | 3162 | 45
Commerce | Commerce | ComExisting | 26655 |  |  |  | 129042 | 129042 | 1232.3005 | 1499 | ???????? |  |  |  | 20074 | 526 | 440.8598
Industry Sector | Industry |  |  |  |  | 72723 | 0 | 0 |  | 1 | 1 | [11 empty] | 1 |  | 1
Mining2 | Industry | Mining2 | 1265.5048 |  |  |  | 110071.95 | 110071.95 | 0 | 46046 | [6 empty] | 135.8572
FerroAlloys | Industry | FerroAlloys | 71118 |  |  | 46089 | 51898.6102 | 51898.6102
Iron_Steel351 | Industry | Iron_Steel351 | 47995 |  |  | 29827.77 | 17311.8698 | 17311.8698 | 9877.665 | [7 empty] | 242
Chemicals33 | Industry | Chemicals33 | 32418 |  |  |  | 31985.352 | 40459.0306 | 49995.8555
Aluminium | Industry | Aluminium | [6 empty] | 1773 | [7 empty] | 2627
PNFMetals352 | Industry | PNFMetals352 | 451.1905 |  |  |  | 54079.13 | 54079.13 | 506.871
NMMProducts34 | Industry | NMMProducts34 | 61284 |  |  |  | 5874.516 | 5874.516 | 15122.7754 | [5 empty] | 8116
Food_Bev_Tob30 | Industry | Food_Bev_Tob30 | 6112.4859 |  |  |  | 14952.24 | 17502.24 | 3824.4998 | [5 empty] | Bryce
Pulp_Paper323 | Industry | Pulp_Paper323 | 0 |  |  |  | 7966.296 | 14234.9634 | 624.0017 | [5 empty] | 1213
IndOther | Industry | IndOther | 91096 |  |  |  | 22607.69 | 22607.69 | 4289.0573 | 37630 |  |  |  |  | Bryce
Residential | Residential | HighIncome | 15617 |  |  |  | 172332 | 172332 | 220.4971 | [6 empty] | 9649 | 17978 | [5 empty] | 83767
Transport | Transport | TraOther | 0 |  |  |  | 12535.2 | 12535.2 | 0 | 341081 | 382151 | 89404 |  | 0 | 4508.614 | 399.0632 | 125.9603 |  | 0 | 0
Non-specified (Other)
Total Demand = domestic demand +exports + losses |  |  | 5524870.5305 |  |  |  | 851121.6204 |  | 189174.8889 | 543851.678 | 420514.733 | 101385.081 | 0 | 0 | 139535.614 | 13739.8432 | 23519.4443 | 0 | ? |  | ?Harro/Julia |  | Alison
Total Supply = domestic production + imports |  |  | 5524870.5305 |  |  |  | 846194.4 |  | 189962.45 | 530826.678 | 420513.733 | 105037.081 | 938424.8 | 0 | 140000 | 23976 | 16636.767 | 0
Domestic Production (output of refineries,mines,power plants) | Supply | Extraction | 5524870.5305 |  |  | Bryce |  |  | 25838 | 300592.908 | 345491.175 | 90633.832 | 2255 |  | 140000 | 23976 | 13182.057
Imports | Supply | Imports | 0 |  |  | Bryce | 32633.64 | 32633.64 | 164623.2 | 230233.77 | 75022.558 | 14403.249 | 936169.8 |  | 0 | 0 | 3454.71 |  |  |  | Harro/Julia |  | Alison/Luanne
Exports | Supply | Exports | 1964835.07 |  |  |  | 57195.4214 | 57195.4214 | 498.75 | 68025.678 | 38362.733 | 11981.081 |  |  | 103000 | 0 | 1924.767
Transformation
Power | Power | ECoal | 2295861.6316 |  |  |  | 813560.76 |  |  | 388 | [5 empty] | 3.78
CTL (material use) | Refineries | CTL | 575857.2923 | [5 empty] | 51780.171
CTL (energy) | Refineries | CTL | 216349.9043 |  |  |  | 17553.6 | 33940.9708
GTL | Refineries | GTL |  |  |  |  | 3027 | 3027 | 28204 |  |  |  | 2255
Crude Refineries | Refineries | CrudeRef |  |  |  |  | 4233.6 | 4233.6 |  |  |  |  | 936169.8
Auto-Producers
AutoProd-Commerce | Commerce | AutoGen | 0 |  |  |  |  | 66.4 | 201.1
AutoProd-Pulp and Paper | Industry | AutoGen | 54802 |  |  |  |  | 6268.6674 | [13 empty] | 8050.6778
AutoProd-Food and Bev | Industry | AutoGen | 8050.6778 |  |  |  |  | 2550 | [9 empty] | 38430
AutoProd-Chemicals (Sasol) | Industry | AutoGen | 8050.6778 |  |  |  |  | 8473.6786 | 13642.1822 | [13 empty] | 980
AutoProd-Synfuels (Sasol) | Refineries | AutoGen | 45053.0957 |  |  |  |  | 16387.3708 | 7382.1624
Transmission Losses | [6 empty] | 33001.5816 | 3.9%
Dist.Agriculture | [6 empty] | 3103.8621 | 13%
Dist.Commerce | [6 empty] | 18098.2509 | 12.3%
Dist.Households | [6 empty] | 42278.2117 | 19.7%
Dist.Transport | [6 empty] | 632.0269 | 4.8%
Dist.Other Industry | [6 empty] | 13192.0662 | 6%
Dist.Mining | [6 empty] | 5793.2605 | 5%
Dist.Refineries | [6 empty] | 1583.8851 | 6%
liquid fuels demand check (aggregate vs bottom-up) | [9 empty] | 1.0245 | 1 | 0.96523 |  |  | 0.99668 | 0.57307 | 1.4137
[9 empty] | 42 | MJ/kg
[9 empty] | 55 | MJ/kg
[9 empty] | 2007 | Sasol says 2007 kilotons of nat gas
84294
110385
Note on D2: [Threaded comment] Your version of Excel allows you to read this threaded comment; however, any edits to it will get removed if the file is opened in a newer version of Excel. Learn more: https://go.microsoft.com/fwlink/?linkid=870924 Comment: Also includes anthracite -tc={8F2F23C8-C9A0-7D41-A87A-F62BCC8F75E6}
Note on D43: ? Consider modelling the Sasol complex in SATIM rather than CTL & other. Easier to balance commodities since Secunda produces other chemical products. -Fadiel Ahjum
Note on I43: +bruno.merven@gmail.com ?This column still needs to be correctly populated? _Assigned to you_ -Fadiel Ahjum
Note on J43: only nat gas, no gasworks gas or coke oven gas -Alison Hughes
Note on A44: Missing demand from Supply Sectors (e.g. Power, Refineries) -Fadiel Ahjum
Note on D45: DMRE value. 2017 NIR reports 1403 TJ -Fadiel Ahjum
Note on K45: Extension of the 2015 GIZ fuel consumption study. 2017 NIR reports 46107 TJ -Fadiel Ahjum
Note on L45: reallocated to transport sector -Fadiel Ahjum
Note on J46: lower than DMRE (1232) -Alison Hughes
Note on K46: Extension of the 2015 GIZ fuel consumption study -Fadiel Ahjum
Note on P46: this is from the inventory, but it looks like its out by about 100 -Alison Hughes
Note on Q46: Could be too low -Alison Hughes
Note on R46: 97.61 in DMRE nothing in inventory? -Alison Hughes
Note on K48: Extension of the 2015 GIZ fuel consumption study -Fadiel Ahjum
Note on D49: 2012 value -Bruno Merven Updated this to 2017. this includes ferro-manganese and ferrosilicon -Bryce McCall
Note on H49: Need to check against eskom sales data. Should be close though as it was for 2012 -Bryce McCall
Note on R50: just saldanha. -Bryce McCall
Note on R52: From DOE industry project. Just aluminium industry for 2016 -Bryce McCall
Note on P54: reference? -Fadiel Ahjum
Note on D56: all allocated to transformation -Bruno Merven
Note on P56: reference? -Fadiel Ahjum
Note on J57: at least half of this is unspecified -Alison Hughes
Note on K57: Industry Excl. Mining Extension of the 2015 GIZ fuel consumption study -Fadiel Ahjum
Note on D58: lower than inventory, agreed with DEFF, matches fuel study -Alison Hughes
Note on J58: no number in inventory, DMRE EB has 220 -Alison Hughes
Note on R58: This is much higher than previous estimates for the sector, DMRE has 12.358 -Alison Hughes
Note on X58: Low but I can live with it -Alison Hughes
Note on K59: extension of 2015 GIZ fuel study -Fadiel Ahjum
Note on L59: Mismatch between Sapia (2018) and DMRE magisterial data (2018) data. Note DMRE 2017 EB also in disagreement with magisterial sums. -Fadiel Ahjum Transport scaled from DMRE 2018 mag data to match SAPIA (2018) -Fadiel Ahjum
Note on M59: Fuel ConsumptionStudy (2018) -Fadiel Ahjum
Note on P59: FCS (2018) -Fadiel Ahjum International WBN accounts for 21,947 TJ -Fadiel Ahjum
Note on Q59: extension of 2015 GIZ fuel study -Fadiel Ahjum
Note on R59: extension of 2015 GIZ fuel study -Fadiel Ahjum
Note on T59: small scale ~ zero -Fadiel Ahjum
Note on N62: sapia crude kt imported -Fadiel Ahjum
Note on J63: Indigenous Production DMRE South-African-Refinery-Data-gas -Fadiel Ahjum
Note on K63: Note: liquid fuels data estimated from SAPIA (2018) reported consumption, import and export data -Fadiel Ahjum
Note on N63: PetroSA -Fadiel Ahjum
Note on P63: Output from Refineries -Bruno Merven
Note on A64: liquid fuels: SAPIA (2018); gas: SASOL sustainability report (2018) -Fadiel Ahjum
Note on H64: from Jarrad's 2017 dispatch data -Bruno Merven
Note on J64: Sasol Sustainability Report (2018) -Fadiel Ahjum Fadiel, do you know why this is so much higher than DMRE EB -Alison Hughes couldn't say. taken from their gas mass balance in the report. -Fadiel Ahjum
Note on A65: liquid fuels: SAPIA (2018) -Fadiel Ahjum
Note on H67: Total net sent out excluding imports, as per Jarrad's 2017 dispatch data for grid. -Bruno Merven
Note on D68: Sasol exc. Combustion "Refined Product" ~ (diesel + petrol+jetfuel). balance of coal ascribed to "Chemicals (Sasol)" -Fadiel Ahjum
Note on J68: Is this a double count of the Chem sector above -Alison Hughes
Note on H70: Estimated from my prior GTL production recalculations in TCH_SUP -Fadiel Ahjum
Note on H71: SAPIA AR (2018) -Fadiel Ahjum
Note on I73: elc output from autoproducers -Bruno Merven
Note on J73: fuel use by auto producers -Bruno Merven
Note on W74: similar use to coal -Alison Hughes
Note on S75: From Sugar study -Bruno Merven
Note on D76: from sugar study -Bruno Merven
Note on X76: from sugar study -Bruno Merven

## EB2017Flat
Row# | Col# | Sector | Subsector | Short Description | Year | Indicator | EB2017
1 | 1 | Agriculture | Agriculture | Coal | 2017 | FlowIn | 1998
1 | 2 | Agriculture | Agriculture | coal discard | 2017 | FlowIn | 0
1 | 3 | Agriculture | Agriculture | coal low grade | 2017 | FlowIn | 0
1 | 4 | Agriculture | Agriculture | Coke | 2017 | FlowIn | 0
1 | 5 | Agriculture | Agriculture | Electricity(grid) | 2017 | FlowIn | 20772
1 | 6 | Agriculture | Agriculture | Electricity | 2017 | FlowIn | 20772
1 | 7 | Agriculture | Agriculture | Gas | 2017 | FlowIn | 0
1 | 8 | Agriculture | Agriculture | Diesel | 2017 | FlowIn | 49181
1 | 9 | Agriculture | Agriculture | Gasoline | 2017 | FlowIn | 0
1 | 10 | Agriculture | Agriculture | Kerosene | 2017 | FlowIn | 0
1 | 11 | Agriculture | Agriculture | Crude Oil | 2017 | FlowIn | 0
1 | 12 | Agriculture | Agriculture | hydrogen | 2017 | FlowIn | 0
1 | 13 | Agriculture | Agriculture | HFO | 2017 | FlowIn | 2624
1 | 14 | Agriculture | Agriculture | Kerosene | 2017 | FlowIn | 3162
1 | 15 | Agriculture | Agriculture | LPG | 2017 | FlowIn | 45
1 | 16 | Agriculture | Agriculture | Bagasse | 2017 | FlowIn | 0
1 | 17 | Agriculture | Agriculture | biodiesel | 2017 | FlowIn | 0
1 | 18 | Agriculture | Agriculture | bioethanol | 2017 | FlowIn | 0
1 | 19 | Agriculture | Agriculture | biogas | 2017 | FlowIn | 0
1 | 20 | Agriculture | Agriculture | Biomass | 2017 | FlowIn | 0
1 | 21 | Agriculture | Agriculture | Biowood | 2017 | FlowIn | 0
1 | 22 | Agriculture | Agriculture | Steam? | 2017 | FlowIn | 0
1 | 23 | Agriculture | Agriculture | waste | 2017 | FlowIn | 0
2 | 1 | Commerce | ComExisting | Coal | 2017 | FlowIn | 26655
2 | 2 | Commerce | ComExisting | coal discard | 2017 | FlowIn | 0
2 | 3 | Commerce | ComExisting | coal low grade | 2017 | FlowIn | 0
2 | 4 | Commerce | ComExisting | Coke | 2017 | FlowIn | 0
2 | 5 | Commerce | ComExisting | Electricity(grid) | 2017 | FlowIn | 129042
2 | 6 | Commerce | ComExisting | Electricity | 2017 | FlowIn | 129042
2 | 7 | Commerce | ComExisting | Gas | 2017 | FlowIn | 1232.3005
2 | 8 | Commerce | ComExisting | Diesel | 2017 | FlowIn | 1499
2 | 9 | Commerce | ComExisting | Gasoline | 2017 | FlowIn | ????????
2 | 10 | Commerce | ComExisting | Kerosene | 2017 | FlowIn | 0
2 | 11 | Commerce | ComExisting | Crude Oil | 2017 | FlowIn | 0
2 | 12 | Commerce | ComExisting | hydrogen | 2017 | FlowIn | 0
2 | 13 | Commerce | ComExisting | HFO | 2017 | FlowIn | 20074
2 | 14 | Commerce | ComExisting | Kerosene | 2017 | FlowIn | 526
2 | 15 | Commerce | ComExisting | LPG | 2017 | FlowIn | 440.8598
2 | 16 | Commerce | ComExisting | Bagasse | 2017 | FlowIn | 0
2 | 17 | Commerce | ComExisting | biodiesel | 2017 | FlowIn | 0
2 | 18 | Commerce | ComExisting | bioethanol | 2017 | FlowIn | 0
2 | 19 | Commerce | ComExisting | biogas | 2017 | FlowIn | 0
2 | 20 | Commerce | ComExisting | Biomass | 2017 | FlowIn | 0
2 | 21 | Commerce | ComExisting | Biowood | 2017 | FlowIn | 0
2 | 22 | Commerce | ComExisting | Steam? | 2017 | FlowIn | 0
2 | 23 | Commerce | ComExisting | waste | 2017 | FlowIn | 0
3 | 1 | Industry |  | Coal | 2017 | FlowIn | 0
3 | 2 | Industry |  | coal discard | 2017 | FlowIn | 0
3 | 3 | Industry |  | coal low grade | 2017 | FlowIn | 0
3 | 4 | Industry |  | Coke | 2017 | FlowIn | 72723
3 | 5 | Industry |  | Electricity(grid) | 2017 | FlowIn | 0
3 | 6 | Industry |  | Electricity | 2017 | FlowIn | 0
3 | 7 | Industry |  | Gas | 2017 | FlowIn | 0
3 | 8 | Industry |  | Diesel | 2017 | FlowIn | 1
3 | 9 | Industry |  | Gasoline | 2017 | FlowIn | 1
3 | 10 | Industry |  | Kerosene | 2017 | FlowIn | 0
3 | 11 | Industry |  | Crude Oil | 2017 | FlowIn | 0
3 | 12 | Industry |  | hydrogen | 2017 | FlowIn | 0
3 | 13 | Industry |  | HFO | 2017 | FlowIn | 0
3 | 14 | Industry |  | Kerosene | 2017 | FlowIn | 0
3 | 15 | Industry |  | LPG | 2017 | FlowIn | 0
3 | 16 | Industry |  | Bagasse | 2017 | FlowIn | 0
3 | 17 | Industry |  | biodiesel | 2017 | FlowIn | 0
3 | 18 | Industry |  | bioethanol | 2017 | FlowIn | 0
3 | 19 | Industry |  | biogas | 2017 | FlowIn | 0
3 | 20 | Industry |  | Biomass | 2017 | FlowIn | 0
3 | 21 | Industry |  | Biowood | 2017 | FlowIn | 1
3 | 22 | Industry |  | Steam? | 2017 | FlowIn | 0
3 | 23 | Industry |  | waste | 2017 | FlowIn | 1
4 | 1 | Industry | Mining2 | Coal | 2017 | FlowIn | 1265.5048
4 | 2 | Industry | Mining2 | coal discard | 2017 | FlowIn | 0
4 | 3 | Industry | Mining2 | coal low grade | 2017 | FlowIn | 0
4 | 4 | Industry | Mining2 | Coke | 2017 | FlowIn | 0
4 | 5 | Industry | Mining2 | Electricity(grid) | 2017 | FlowIn | 110071.95
4 | 6 | Industry | Mining2 | Electricity | 2017 | FlowIn | 110071.95
4 | 7 | Industry | Mining2 | Gas | 2017 | FlowIn | 0
4 | 8 | Industry | Mining2 | Diesel | 2017 | FlowIn | 46046
4 | 9 | Industry | Mining2 | Gasoline | 2017 | FlowIn | 0
4 | 10 | Industry | Mining2 | Kerosene | 2017 | FlowIn | 0
4 | 11 | Industry | Mining2 | Crude Oil | 2017 | FlowIn | 0
4 | 12 | Industry | Mining2 | hydrogen | 2017 | FlowIn | 0
4 | 13 | Industry | Mining2 | HFO | 2017 | FlowIn | 0
4 | 14 | Industry | Mining2 | Kerosene | 2017 | FlowIn | 0
4 | 15 | Industry | Mining2 | LPG | 2017 | FlowIn | 135.8572
4 | 16 | Industry | Mining2 | Bagasse | 2017 | FlowIn | 0
4 | 17 | Industry | Mining2 | biodiesel | 2017 | FlowIn | 0
4 | 18 | Industry | Mining2 | bioethanol | 2017 | FlowIn | 0
4 | 19 | Industry | Mining2 | biogas | 2017 | FlowIn | 0
4 | 20 | Industry | Mining2 | Biomass | 2017 | FlowIn | 0
4 | 21 | Industry | Mining2 | Biowood | 2017 | FlowIn | 0
4 | 22 | Industry | Mining2 | Steam? | 2017 | FlowIn | 0
4 | 23 | Industry | Mining2 | waste | 2017 | FlowIn | 0
5 | 1 | Industry | FerroAlloys | Coal | 2017 | FlowIn | 71118
5 | 2 | Industry | FerroAlloys | coal discard | 2017 | FlowIn | 0
5 | 3 | Industry | FerroAlloys | coal low grade | 2017 | FlowIn | 0
5 | 4 | Industry | FerroAlloys | Coke | 2017 | FlowIn | 46089
5 | 5 | Industry | FerroAlloys | Electricity(grid) | 2017 | FlowIn | 51898.6102
5 | 6 | Industry | FerroAlloys | Electricity | 2017 | FlowIn | 51898.6102
5 | 7 | Industry | FerroAlloys | Gas | 2017 | FlowIn | 0
5 | 8 | Industry | FerroAlloys | Diesel | 2017 | FlowIn | 0
5 | 9 | Industry | FerroAlloys | Gasoline | 2017 | FlowIn | 0
5 | 10 | Industry | FerroAlloys | Kerosene | 2017 | FlowIn | 0
5 | 11 | Industry | FerroAlloys | Crude Oil | 2017 | FlowIn | 0
5 | 12 | Industry | FerroAlloys | hydrogen | 2017 | FlowIn | 0
5 | 13 | Industry | FerroAlloys | HFO | 2017 | FlowIn | 0
5 | 14 | Industry | FerroAlloys | Kerosene | 2017 | FlowIn | 0
5 | 15 | Industry | FerroAlloys | LPG | 2017 | FlowIn | 0
5 | 16 | Industry | FerroAlloys | Bagasse | 2017 | FlowIn | 0
5 | 17 | Industry | FerroAlloys | biodiesel | 2017 | FlowIn | 0
5 | 18 | Industry | FerroAlloys | bioethanol | 2017 | FlowIn | 0
5 | 19 | Industry | FerroAlloys | biogas | 2017 | FlowIn | 0
5 | 20 | Industry | FerroAlloys | Biomass | 2017 | FlowIn | 0
5 | 21 | Industry | FerroAlloys | Biowood | 2017 | FlowIn | 0
5 | 22 | Industry | FerroAlloys | Steam? | 2017 | FlowIn | 0
5 | 23 | Industry | FerroAlloys | waste | 2017 | FlowIn | 0
6 | 1 | Industry | Iron_Steel351 | Coal | 2017 | FlowIn | 47995
6 | 2 | Industry | Iron_Steel351 | coal discard | 2017 | FlowIn | 0
6 | 3 | Industry | Iron_Steel351 | coal low grade | 2017 | FlowIn | 0
6 | 4 | Industry | Iron_Steel351 | Coke | 2017 | FlowIn | 29827.77
6 | 5 | Industry | Iron_Steel351 | Electricity(grid) | 2017 | FlowIn | 17311.8698
6 | 6 | Industry | Iron_Steel351 | Electricity | 2017 | FlowIn | 17311.8698
6 | 7 | Industry | Iron_Steel351 | Gas | 2017 | FlowIn | 9877.665
6 | 8 | Industry | Iron_Steel351 | Diesel | 2017 | FlowIn | 0
6 | 9 | Industry | Iron_Steel351 | Gasoline | 2017 | FlowIn | 0
6 | 10 | Industry | Iron_Steel351 | Kerosene | 2017 | FlowIn | 0
6 | 11 | Industry | Iron_Steel351 | Crude Oil | 2017 | FlowIn | 0
6 | 12 | Industry | Iron_Steel351 | hydrogen | 2017 | FlowIn | 0
6 | 13 | Industry | Iron_Steel351 | HFO | 2017 | FlowIn | 0
6 | 14 | Industry | Iron_Steel351 | Kerosene | 2017 | FlowIn | 0
6 | 15 | Industry | Iron_Steel351 | LPG | 2017 | FlowIn | 242
6 | 16 | Industry | Iron_Steel351 | Bagasse | 2017 | FlowIn | 0
6 | 17 | Industry | Iron_Steel351 | biodiesel | 2017 | FlowIn | 0
6 | 18 | Industry | Iron_Steel351 | bioethanol | 2017 | FlowIn | 0
6 | 19 | Industry | Iron_Steel351 | biogas | 2017 | FlowIn | 0
6 | 20 | Industry | Iron_Steel351 | Biomass | 2017 | FlowIn | 0
6 | 21 | Industry | Iron_Steel351 | Biowood | 2017 | FlowIn | 0
6 | 22 | Industry | Iron_Steel351 | Steam? | 2017 | FlowIn | 0
6 | 23 | Industry | Iron_Steel351 | waste | 2017 | FlowIn | 0
7 | 1 | Industry | Chemicals33 | Coal | 2017 | FlowIn | 32418
7 | 2 | Industry | Chemicals33 | coal discard | 2017 | FlowIn | 0
7 | 3 | Industry | Chemicals33 | coal low grade | 2017 | FlowIn | 0
7 | 4 | Industry | Chemicals33 | Coke | 2017 | FlowIn | 0
7 | 5 | Industry | Chemicals33 | Electricity(grid) | 2017 | FlowIn | 31985.352
7 | 6 | Industry | Chemicals33 | Electricity | 2017 | FlowIn | 40459.0306
7 | 7 | Industry | Chemicals33 | Gas | 2017 | FlowIn | 49995.8555
7 | 8 | Industry | Chemicals33 | Diesel | 2017 | FlowIn | 0
7 | 9 | Industry | Chemicals33 | Gasoline | 2017 | FlowIn | 0
7 | 10 | Industry | Chemicals33 | Kerosene | 2017 | FlowIn | 0
7 | 11 | Industry | Chemicals33 | Crude Oil | 2017 | FlowIn | 0
7 | 12 | Industry | Chemicals33 | hydrogen | 2017 | FlowIn | 0
7 | 13 | Industry | Chemicals33 | HFO | 2017 | FlowIn | 0
7 | 14 | Industry | Chemicals33 | Kerosene | 2017 | FlowIn | 0
7 | 15 | Industry | Chemicals33 | LPG | 2017 | FlowIn | 0
7 | 16 | Industry | Chemicals33 | Bagasse | 2017 | FlowIn | 0
7 | 17 | Industry | Chemicals33 | biodiesel | 2017 | FlowIn | 0
7 | 18 | Industry | Chemicals33 | bioethanol | 2017 | FlowIn | 0
7 | 19 | Industry | Chemicals33 | biogas | 2017 | FlowIn | 0
7 | 20 | Industry | Chemicals33 | Biomass | 2017 | FlowIn | 0
7 | 21 | Industry | Chemicals33 | Biowood | 2017 | FlowIn | 0
7 | 22 | Industry | Chemicals33 | Steam? | 2017 | FlowIn | 0
7 | 23 | Industry | Chemicals33 | waste | 2017 | FlowIn | 0
8 | 1 | Industry | Aluminium | Coal | 2017 | FlowIn | 0
8 | 2 | Industry | Aluminium | coal discard | 2017 | FlowIn | 0
8 | 3 | Industry | Aluminium | coal low grade | 2017 | FlowIn | 0
8 | 4 | Industry | Aluminium | Coke | 2017 | FlowIn | 0
8 | 5 | Industry | Aluminium | Electricity(grid) | 2017 | FlowIn | 0
8 | 6 | Industry | Aluminium | Electricity | 2017 | FlowIn | 0
8 | 7 | Industry | Aluminium | Gas | 2017 | FlowIn | 1773
8 | 8 | Industry | Aluminium | Diesel | 2017 | FlowIn | 0
8 | 9 | Industry | Aluminium | Gasoline | 2017 | FlowIn | 0
8 | 10 | Industry | Aluminium | Kerosene | 2017 | FlowIn | 0
8 | 11 | Industry | Aluminium | Crude Oil | 2017 | FlowIn | 0
8 | 12 | Industry | Aluminium | hydrogen | 2017 | FlowIn | 0
8 | 13 | Industry | Aluminium | HFO | 2017 | FlowIn | 0
8 | 14 | Industry | Aluminium | Kerosene | 2017 | FlowIn | 0
8 | 15 | Industry | Aluminium | LPG | 2017 | FlowIn | 2627
8 | 16 | Industry | Aluminium | Bagasse | 2017 | FlowIn | 0
8 | 17 | Industry | Aluminium | biodiesel | 2017 | FlowIn | 0
8 | 18 | Industry | Aluminium | bioethanol | 2017 | FlowIn | 0
8 | 19 | Industry | Aluminium | biogas | 2017 | FlowIn | 0
8 | 20 | Industry | Aluminium | Biomass | 2017 | FlowIn | 0
8 | 21 | Industry | Aluminium | Biowood | 2017 | FlowIn | 0
8 | 22 | Industry | Aluminium | Steam? | 2017 | FlowIn | 0
8 | 23 | Industry | Aluminium | waste | 2017 | FlowIn | 0
9 | 1 | Industry | PNFMetals352 | Coal | 2017 | FlowIn | 451.1905
9 | 2 | Industry | PNFMetals352 | coal discard | 2017 | FlowIn | 0
9 | 3 | Industry | PNFMetals352 | coal low grade | 2017 | FlowIn | 0
9 | 4 | Industry | PNFMetals352 | Coke | 2017 | FlowIn | 0
9 | 5 | Industry | PNFMetals352 | Electricity(grid) | 2017 | FlowIn | 54079.13
9 | 6 | Industry | PNFMetals352 | Electricity | 2017 | FlowIn | 54079.13
9 | 7 | Industry | PNFMetals352 | Gas | 2017 | FlowIn | 506.871
9 | 8 | Industry | PNFMetals352 | Diesel | 2017 | FlowIn | 0
9 | 9 | Industry | PNFMetals352 | Gasoline | 2017 | FlowIn | 0
9 | 10 | Industry | PNFMetals352 | Kerosene | 2017 | FlowIn | 0
9 | 11 | Industry | PNFMetals352 | Crude Oil | 2017 | FlowIn | 0
9 | 12 | Industry | PNFMetals352 | hydrogen | 2017 | FlowIn | 0
9 | 13 | Industry | PNFMetals352 | HFO | 2017 | FlowIn | 0
9 | 14 | Industry | PNFMetals352 | Kerosene | 2017 | FlowIn | 0
9 | 15 | Industry | PNFMetals352 | LPG | 2017 | FlowIn | 0
9 | 16 | Industry | PNFMetals352 | Bagasse | 2017 | FlowIn | 0
9 | 17 | Industry | PNFMetals352 | biodiesel | 2017 | FlowIn | 0
9 | 18 | Industry | PNFMetals352 | bioethanol | 2017 | FlowIn | 0
9 | 19 | Industry | PNFMetals352 | biogas | 2017 | FlowIn | 0
9 | 20 | Industry | PNFMetals352 | Biomass | 2017 | FlowIn | 0
9 | 21 | Industry | PNFMetals352 | Biowood | 2017 | FlowIn | 0
9 | 22 | Industry | PNFMetals352 | Steam? | 2017 | FlowIn | 0
9 | 23 | Industry | PNFMetals352 | waste | 2017 | FlowIn | 0
10 | 1 | Industry | NMMProducts34 | Coal | 2017 | FlowIn | 61284
10 | 2 | Industry | NMMProducts34 | coal discard | 2017 | FlowIn | 0
10 | 3 | Industry | NMMProducts34 | coal low grade | 2017 | FlowIn | 0
10 | 4 | Industry | NMMProducts34 | Coke | 2017 | FlowIn | 0
10 | 5 | Industry | NMMProducts34 | Electricity(grid) | 2017 | FlowIn | 5874.516
10 | 6 | Industry | NMMProducts34 | Electricity | 2017 | FlowIn | 5874.516
10 | 7 | Industry | NMMProducts34 | Gas | 2017 | FlowIn | 15122.7754
10 | 8 | Industry | NMMProducts34 | Diesel | 2017 | FlowIn | 0
10 | 9 | Industry | NMMProducts34 | Gasoline | 2017 | FlowIn | 0
10 | 10 | Industry | NMMProducts34 | Kerosene | 2017 | FlowIn | 0
10 | 11 | Industry | NMMProducts34 | Crude Oil | 2017 | FlowIn | 0
10 | 12 | Industry | NMMProducts34 | hydrogen | 2017 | FlowIn | 0
10 | 13 | Industry | NMMProducts34 | HFO | 2017 | FlowIn | 8116
10 | 14 | Industry | NMMProducts34 | Kerosene | 2017 | FlowIn | 0
10 | 15 | Industry | NMMProducts34 | LPG | 2017 | FlowIn | 0
10 | 16 | Industry | NMMProducts34 | Bagasse | 2017 | FlowIn | 0
10 | 17 | Industry | NMMProducts34 | biodiesel | 2017 | FlowIn | 0
10 | 18 | Industry | NMMProducts34 | bioethanol | 2017 | FlowIn | 0
10 | 19 | Industry | NMMProducts34 | biogas | 2017 | FlowIn | 0
10 | 20 | Industry | NMMProducts34 | Biomass | 2017 | FlowIn | 0
10 | 21 | Industry | NMMProducts34 | Biowood | 2017 | FlowIn | 0
10 | 22 | Industry | NMMProducts34 | Steam? | 2017 | FlowIn | 0
10 | 23 | Industry | NMMProducts34 | waste | 2017 | FlowIn | 0
11 | 1 | Industry | Food_Bev_Tob30 | Coal | 2017 | FlowIn | 6112.4859
11 | 2 | Industry | Food_Bev_Tob30 | coal discard | 2017 | FlowIn | 0
11 | 3 | Industry | Food_Bev_Tob30 | coal low grade | 2017 | FlowIn | 0
11 | 4 | Industry | Food_Bev_Tob30 | Coke | 2017 | FlowIn | 0
11 | 5 | Industry | Food_Bev_Tob30 | Electricity(grid) | 2017 | FlowIn | 14952.24
11 | 6 | Industry | Food_Bev_Tob30 | Electricity | 2017 | FlowIn | 17502.24
11 | 7 | Industry | Food_Bev_Tob30 | Gas | 2017 | FlowIn | 3824.4998
11 | 8 | Industry | Food_Bev_Tob30 | Diesel | 2017 | FlowIn | 0
11 | 9 | Industry | Food_Bev_Tob30 | Gasoline | 2017 | FlowIn | 0
11 | 10 | Industry | Food_Bev_Tob30 | Kerosene | 2017 | FlowIn | 0
11 | 11 | Industry | Food_Bev_Tob30 | Crude Oil | 2017 | FlowIn | 0
11 | 12 | Industry | Food_Bev_Tob30 | hydrogen | 2017 | FlowIn | 0
11 | 13 | Industry | Food_Bev_Tob30 | HFO | 2017 | FlowIn | Bryce
11 | 14 | Industry | Food_Bev_Tob30 | Kerosene | 2017 | FlowIn | 0
11 | 15 | Industry | Food_Bev_Tob30 | LPG | 2017 | FlowIn | 0
11 | 16 | Industry | Food_Bev_Tob30 | Bagasse | 2017 | FlowIn | 0
11 | 17 | Industry | Food_Bev_Tob30 | biodiesel | 2017 | FlowIn | 0
11 | 18 | Industry | Food_Bev_Tob30 | bioethanol | 2017 | FlowIn | 0
11 | 19 | Industry | Food_Bev_Tob30 | biogas | 2017 | FlowIn | 0
11 | 20 | Industry | Food_Bev_Tob30 | Biomass | 2017 | FlowIn | 0
11 | 21 | Industry | Food_Bev_Tob30 | Biowood | 2017 | FlowIn | 0
11 | 22 | Industry | Food_Bev_Tob30 | Steam? | 2017 | FlowIn | 0
11 | 23 | Industry | Food_Bev_Tob30 | waste | 2017 | FlowIn | 0
12 | 1 | Industry | Pulp_Paper323 | Coal | 2017 | FlowIn | 0
12 | 2 | Industry | Pulp_Paper323 | coal discard | 2017 | FlowIn | 0
12 | 3 | Industry | Pulp_Paper323 | coal low grade | 2017 | FlowIn | 0
12 | 4 | Industry | Pulp_Paper323 | Coke | 2017 | FlowIn | 0
12 | 5 | Industry | Pulp_Paper323 | Electricity(grid) | 2017 | FlowIn | 7966.296
12 | 6 | Industry | Pulp_Paper323 | Electricity | 2017 | FlowIn | 14234.9634
12 | 7 | Industry | Pulp_Paper323 | Gas | 2017 | FlowIn | 624.0017
12 | 8 | Industry | Pulp_Paper323 | Diesel | 2017 | FlowIn | 0
12 | 9 | Industry | Pulp_Paper323 | Gasoline | 2017 | FlowIn | 0
12 | 10 | Industry | Pulp_Paper323 | Kerosene | 2017 | FlowIn | 0
12 | 11 | Industry | Pulp_Paper323 | Crude Oil | 2017 | FlowIn | 0
12 | 12 | Industry | Pulp_Paper323 | hydrogen | 2017 | FlowIn | 0
12 | 13 | Industry | Pulp_Paper323 | HFO | 2017 | FlowIn | 1213
12 | 14 | Industry | Pulp_Paper323 | Kerosene | 2017 | FlowIn | 0
12 | 15 | Industry | Pulp_Paper323 | LPG | 2017 | FlowIn | 0
12 | 16 | Industry | Pulp_Paper323 | Bagasse | 2017 | FlowIn | 0
12 | 17 | Industry | Pulp_Paper323 | biodiesel | 2017 | FlowIn | 0
12 | 18 | Industry | Pulp_Paper323 | bioethanol | 2017 | FlowIn | 0
12 | 19 | Industry | Pulp_Paper323 | biogas | 2017 | FlowIn | 0
12 | 20 | Industry | Pulp_Paper323 | Biomass | 2017 | FlowIn | 0
12 | 21 | Industry | Pulp_Paper323 | Biowood | 2017 | FlowIn | 0
12 | 22 | Industry | Pulp_Paper323 | Steam? | 2017 | FlowIn | 0
12 | 23 | Industry | Pulp_Paper323 | waste | 2017 | FlowIn | 0
13 | 1 | Industry | IndOther | Coal | 2017 | FlowIn | 91096
13 | 2 | Industry | IndOther | coal discard | 2017 | FlowIn | 0
13 | 3 | Industry | IndOther | coal low grade | 2017 | FlowIn | 0
13 | 4 | Industry | IndOther | Coke | 2017 | FlowIn | 0
13 | 5 | Industry | IndOther | Electricity(grid) | 2017 | FlowIn | 22607.69
13 | 6 | Industry | IndOther | Electricity | 2017 | FlowIn | 22607.69
13 | 7 | Industry | IndOther | Gas | 2017 | FlowIn | 4289.0573
13 | 8 | Industry | IndOther | Diesel | 2017 | FlowIn | 37630
13 | 9 | Industry | IndOther | Gasoline | 2017 | FlowIn | 0
13 | 10 | Industry | IndOther | Kerosene | 2017 | FlowIn | 0
13 | 11 | Industry | IndOther | Crude Oil | 2017 | FlowIn | 0
13 | 12 | Industry | IndOther | hydrogen | 2017 | FlowIn | 0
13 | 13 | Industry | IndOther | HFO | 2017 | FlowIn | Bryce
13 | 14 | Industry | IndOther | Kerosene | 2017 | FlowIn | 0
13 | 15 | Industry | IndOther | LPG | 2017 | FlowIn | 0
13 | 16 | Industry | IndOther | Bagasse | 2017 | FlowIn | 0
13 | 17 | Industry | IndOther | biodiesel | 2017 | FlowIn | 0
13 | 18 | Industry | IndOther | bioethanol | 2017 | FlowIn | 0
13 | 19 | Industry | IndOther | biogas | 2017 | FlowIn | 0
13 | 20 | Industry | IndOther | Biomass | 2017 | FlowIn | 0
13 | 21 | Industry | IndOther | Biowood | 2017 | FlowIn | 0
13 | 22 | Industry | IndOther | Steam? | 2017 | FlowIn | 0
13 | 23 | Industry | IndOther | waste | 2017 | FlowIn | 0
14 | 1 | Residential | HighIncome | Coal | 2017 | FlowIn | 15617
14 | 2 | Residential | HighIncome | coal discard | 2017 | FlowIn | 0
14 | 3 | Residential | HighIncome | coal low grade | 2017 | FlowIn | 0
14 | 4 | Residential | HighIncome | Coke | 2017 | FlowIn | 0
14 | 5 | Residential | HighIncome | Electricity(grid) | 2017 | FlowIn | 172332
14 | 6 | Residential | HighIncome | Electricity | 2017 | FlowIn | 172332
14 | 7 | Residential | HighIncome | Gas | 2017 | FlowIn | 220.4971
14 | 8 | Residential | HighIncome | Diesel | 2017 | FlowIn | 0
14 | 9 | Residential | HighIncome | Gasoline | 2017 | FlowIn | 0
14 | 10 | Residential | HighIncome | Kerosene | 2017 | FlowIn | 0
14 | 11 | Residential | HighIncome | Crude Oil | 2017 | FlowIn | 0
14 | 12 | Residential | HighIncome | hydrogen | 2017 | FlowIn | 0
14 | 13 | Residential | HighIncome | HFO | 2017 | FlowIn | 0
14 | 14 | Residential | HighIncome | Kerosene | 2017 | FlowIn | 9649
14 | 15 | Residential | HighIncome | LPG | 2017 | FlowIn | 17978
14 | 16 | Residential | HighIncome | Bagasse | 2017 | FlowIn | 0
14 | 17 | Residential | HighIncome | biodiesel | 2017 | FlowIn | 0
14 | 18 | Residential | HighIncome | bioethanol | 2017 | FlowIn | 0
14 | 19 | Residential | HighIncome | biogas | 2017 | FlowIn | 0
14 | 20 | Residential | HighIncome | Biomass | 2017 | FlowIn | 0
14 | 21 | Residential | HighIncome | Biowood | 2017 | FlowIn | 83767
14 | 22 | Residential | HighIncome | Steam? | 2017 | FlowIn | 0
14 | 23 | Residential | HighIncome | waste | 2017 | FlowIn | 0
15 | 1 | Transport | TraOther | Coal | 2017 | FlowIn | 0
15 | 2 | Transport | TraOther | coal discard | 2017 | FlowIn | 0
15 | 3 | Transport | TraOther | coal low grade | 2017 | FlowIn | 0
15 | 4 | Transport | TraOther | Coke | 2017 | FlowIn | 0
15 | 5 | Transport | TraOther | Electricity(grid) | 2017 | FlowIn | 12535.2
15 | 6 | Transport | TraOther | Electricity | 2017 | FlowIn | 12535.2
15 | 7 | Transport | TraOther | Gas | 2017 | FlowIn | 0
15 | 8 | Transport | TraOther | Diesel | 2017 | FlowIn | 341081
15 | 9 | Transport | TraOther | Gasoline | 2017 | FlowIn | 382151
15 | 10 | Transport | TraOther | Kerosene | 2017 | FlowIn | 89404
15 | 11 | Transport | TraOther | Crude Oil | 2017 | FlowIn | 0
15 | 12 | Transport | TraOther | hydrogen | 2017 | FlowIn | 0
15 | 13 | Transport | TraOther | HFO | 2017 | FlowIn | 4508.614
15 | 14 | Transport | TraOther | Kerosene | 2017 | FlowIn | 399.0632
15 | 15 | Transport | TraOther | LPG | 2017 | FlowIn | 125.9603
15 | 16 | Transport | TraOther | Bagasse | 2017 | FlowIn | 0
15 | 17 | Transport | TraOther | biodiesel | 2017 | FlowIn | 0
15 | 18 | Transport | TraOther | bioethanol | 2017 | FlowIn | 0
15 | 19 | Transport | TraOther | biogas | 2017 | FlowIn | 0
15 | 20 | Transport | TraOther | Biomass | 2017 | FlowIn | 0
15 | 21 | Transport | TraOther | Biowood | 2017 | FlowIn | 0
15 | 22 | Transport | TraOther | Steam? | 2017 | FlowIn | 0
15 | 23 | Transport | TraOther | waste | 2017 | FlowIn | 0
16 | 1 |  |  | Coal | 2017 | FlowIn | 0
16 | 2 |  |  | coal discard | 2017 | FlowIn | 0
16 | 3 |  |  | coal low grade | 2017 | FlowIn | 0
16 | 4 |  |  | Coke | 2017 | FlowIn | 0
16 | 5 |  |  | Electricity(grid) | 2017 | FlowIn | 0
16 | 6 |  |  | Electricity | 2017 | FlowIn | 0
16 | 7 |  |  | Gas | 2017 | FlowIn | 0
16 | 8 |  |  | Diesel | 2017 | FlowIn | 0
16 | 9 |  |  | Gasoline | 2017 | FlowIn | 0
16 | 10 |  |  | Kerosene | 2017 | FlowIn | 0
16 | 11 |  |  | Crude Oil | 2017 | FlowIn | 0
16 | 12 |  |  | hydrogen | 2017 | FlowIn | 0
16 | 13 |  |  | HFO | 2017 | FlowIn | 0
16 | 14 |  |  | Kerosene | 2017 | FlowIn | 0
16 | 15 |  |  | LPG | 2017 | FlowIn | 0
16 | 16 |  |  | Bagasse | 2017 | FlowIn | 0
16 | 17 |  |  | biodiesel | 2017 | FlowIn | 0
16 | 18 |  |  | bioethanol | 2017 | FlowIn | 0
16 | 19 |  |  | biogas | 2017 | FlowIn | 0
16 | 20 |  |  | Biomass | 2017 | FlowIn | 0
16 | 21 |  |  | Biowood | 2017 | FlowIn | 0
16 | 22 |  |  | Steam? | 2017 | FlowIn | 0
16 | 23 |  |  | waste | 2017 | FlowIn | 0
17 | 1 |  |  | Coal | 2017 | FlowIn | 5524870.5305
17 | 2 |  |  | coal discard | 2017 | FlowIn | 0
17 | 3 |  |  | coal low grade | 2017 | FlowIn | 0
17 | 4 |  |  | Coke | 2017 | FlowIn | 0
17 | 5 |  |  | Electricity(grid) | 2017 | FlowIn | 851121.6204
17 | 6 |  |  | Electricity | 2017 | FlowIn | 0
17 | 7 |  |  | Gas | 2017 | FlowIn | 189174.8889
17 | 8 |  |  | Diesel | 2017 | FlowIn | 543851.678
17 | 9 |  |  | Gasoline | 2017 | FlowIn | 420514.733
17 | 10 |  |  | Kerosene | 2017 | FlowIn | 101385.081
17 | 11 |  |  | Crude Oil | 2017 | FlowIn | 0
17 | 12 |  |  | hydrogen | 2017 | FlowIn | 0
17 | 13 |  |  | HFO | 2017 | FlowIn | 139535.614
17 | 14 |  |  | Kerosene | 2017 | FlowIn | 13739.8432
17 | 15 |  |  | LPG | 2017 | FlowIn | 23519.4443
17 | 16 |  |  | Bagasse | 2017 | FlowIn | 0
17 | 17 |  |  | biodiesel | 2017 | FlowIn | ?
17 | 18 |  |  | bioethanol | 2017 | FlowIn | 0
17 | 19 |  |  | biogas | 2017 | FlowIn | ?Harro/Julia
17 | 20 |  |  | Biomass | 2017 | FlowIn | 0
17 | 21 |  |  | Biowood | 2017 | FlowIn | Alison
17 | 22 |  |  | Steam? | 2017 | FlowIn | 0
17 | 23 |  |  | waste | 2017 | FlowIn | 0
18 | 1 | 0 |  | Coal | 2017 | FlowIn | 5524870.5305
18 | 2 | 0 |  | coal discard | 2017 | FlowIn | 0
18 | 3 | 0 |  | coal low grade | 2017 | FlowIn | 0
18 | 4 | 0 |  | Coke | 2017 | FlowIn | 0
18 | 5 | 0 |  | Electricity(grid) | 2017 | FlowIn | 846194.4
18 | 6 | 0 |  | Electricity | 2017 | FlowIn | 0
18 | 7 | 0 |  | Gas | 2017 | FlowIn | 189962.45
18 | 8 | 0 |  | Diesel | 2017 | FlowIn | 530826.678
18 | 9 | 0 |  | Gasoline | 2017 | FlowIn | 420513.733
18 | 10 | 0 |  | Kerosene | 2017 | FlowIn | 105037.081
18 | 11 | 0 |  | Crude Oil | 2017 | FlowIn | 938424.8
18 | 12 | 0 |  | hydrogen | 2017 | FlowIn | 0
18 | 13 | 0 |  | HFO | 2017 | FlowIn | 140000
18 | 14 | 0 |  | Kerosene | 2017 | FlowIn | 23976
18 | 15 | 0 |  | LPG | 2017 | FlowIn | 16636.767
18 | 16 | 0 |  | Bagasse | 2017 | FlowIn | 0
18 | 17 | 0 |  | biodiesel | 2017 | FlowIn | 0
18 | 18 | 0 |  | bioethanol | 2017 | FlowIn | 0
18 | 19 | 0 |  | biogas | 2017 | FlowIn | 0
18 | 20 | 0 |  | Biomass | 2017 | FlowIn | 0
18 | 21 | 0 |  | Biowood | 2017 | FlowIn | 0
18 | 22 | 0 |  | Steam? | 2017 | FlowIn | 0
18 | 23 | 0 |  | waste | 2017 | FlowIn | 0
19 | 1 | Supply | Extraction | Coal | 2017 | FlowIn | 5524870.5305
19 | 2 | Supply | Extraction | coal discard | 2017 | FlowIn | 0
19 | 3 | Supply | Extraction | coal low grade | 2017 | FlowIn | 0
19 | 4 | Supply | Extraction | Coke | 2017 | FlowIn | Bryce
19 | 5 | Supply | Extraction | Electricity(grid) | 2017 | FlowIn | 0
19 | 6 | Supply | Extraction | Electricity | 2017 | FlowIn | 0
19 | 7 | Supply | Extraction | Gas | 2017 | FlowIn | 25838
19 | 8 | Supply | Extraction | Diesel | 2017 | FlowIn | 300592.908
19 | 9 | Supply | Extraction | Gasoline | 2017 | FlowIn | 345491.175
19 | 10 | Supply | Extraction | Kerosene | 2017 | FlowIn | 90633.832
19 | 11 | Supply | Extraction | Crude Oil | 2017 | FlowIn | 2255
19 | 12 | Supply | Extraction | hydrogen | 2017 | FlowIn | 0
19 | 13 | Supply | Extraction | HFO | 2017 | FlowIn | 140000
19 | 14 | Supply | Extraction | Kerosene | 2017 | FlowIn | 23976
19 | 15 | Supply | Extraction | LPG | 2017 | FlowIn | 13182.057
19 | 16 | Supply | Extraction | Bagasse | 2017 | FlowIn | 0
19 | 17 | Supply | Extraction | biodiesel | 2017 | FlowIn | 0
19 | 18 | Supply | Extraction | bioethanol | 2017 | FlowIn | 0
19 | 19 | Supply | Extraction | biogas | 2017 | FlowIn | 0
19 | 20 | Supply | Extraction | Biomass | 2017 | FlowIn | 0
19 | 21 | Supply | Extraction | Biowood | 2017 | FlowIn | 0
19 | 22 | Supply | Extraction | Steam? | 2017 | FlowIn | 0
19 | 23 | Supply | Extraction | waste | 2017 | FlowIn | 0
20 | 1 | Supply | Imports | Coal | 2017 | FlowIn | 0
20 | 2 | Supply | Imports | coal discard | 2017 | FlowIn | 0
20 | 3 | Supply | Imports | coal low grade | 2017 | FlowIn | 0
20 | 4 | Supply | Imports | Coke | 2017 | FlowIn | Bryce
20 | 5 | Supply | Imports | Electricity(grid) | 2017 | FlowIn | 32633.64
20 | 6 | Supply | Imports | Electricity | 2017 | FlowIn | 32633.64
20 | 7 | Supply | Imports | Gas | 2017 | FlowIn | 164623.2
20 | 8 | Supply | Imports | Diesel | 2017 | FlowIn | 230233.77
20 | 9 | Supply | Imports | Gasoline | 2017 | FlowIn | 75022.558
20 | 10 | Supply | Imports | Kerosene | 2017 | FlowIn | 14403.249
20 | 11 | Supply | Imports | Crude Oil | 2017 | FlowIn | 936169.8
20 | 12 | Supply | Imports | hydrogen | 2017 | FlowIn | 0
20 | 13 | Supply | Imports | HFO | 2017 | FlowIn | 0
20 | 14 | Supply | Imports | Kerosene | 2017 | FlowIn | 0
20 | 15 | Supply | Imports | LPG | 2017 | FlowIn | 3454.71
20 | 16 | Supply | Imports | Bagasse | 2017 | FlowIn | 0
20 | 17 | Supply | Imports | biodiesel | 2017 | FlowIn | 0
20 | 18 | Supply | Imports | bioethanol | 2017 | FlowIn | 0
20 | 19 | Supply | Imports | biogas | 2017 | FlowIn | Harro/Julia
20 | 20 | Supply | Imports | Biomass | 2017 | FlowIn | 0
20 | 21 | Supply | Imports | Biowood | 2017 | FlowIn | Alison/Luanne
20 | 22 | Supply | Imports | Steam? | 2017 | FlowIn | 0
20 | 23 | Supply | Imports | waste | 2017 | FlowIn | 0
21 | 1 | Supply | Exports | Coal | 2017 | FlowIn | 1964835.07
21 | 2 | Supply | Exports | coal discard | 2017 | FlowIn | 0
21 | 3 | Supply | Exports | coal low grade | 2017 | FlowIn | 0
21 | 4 | Supply | Exports | Coke | 2017 | FlowIn | 0
21 | 5 | Supply | Exports | Electricity(grid) | 2017 | FlowIn | 57195.4214
21 | 6 | Supply | Exports | Electricity | 2017 | FlowIn | 57195.4214
21 | 7 | Supply | Exports | Gas | 2017 | FlowIn | 498.75
21 | 8 | Supply | Exports | Diesel | 2017 | FlowIn | 68025.678
21 | 9 | Supply | Exports | Gasoline | 2017 | FlowIn | 38362.733
21 | 10 | Supply | Exports | Kerosene | 2017 | FlowIn | 11981.081
21 | 11 | Supply | Exports | Crude Oil | 2017 | FlowIn | 0
21 | 12 | Supply | Exports | hydrogen | 2017 | FlowIn | 0
21 | 13 | Supply | Exports | HFO | 2017 | FlowIn | 103000
21 | 14 | Supply | Exports | Kerosene | 2017 | FlowIn | 0
21 | 15 | Supply | Exports | LPG | 2017 | FlowIn | 1924.767
21 | 16 | Supply | Exports | Bagasse | 2017 | FlowIn | 0
21 | 17 | Supply | Exports | biodiesel | 2017 | FlowIn | 0
21 | 18 | Supply | Exports | bioethanol | 2017 | FlowIn | 0
21 | 19 | Supply | Exports | biogas | 2017 | FlowIn | 0
21 | 20 | Supply | Exports | Biomass | 2017 | FlowIn | 0
21 | 21 | Supply | Exports | Biowood | 2017 | FlowIn | 0
21 | 22 | Supply | Exports | Steam? | 2017 | FlowIn | 0
21 | 23 | Supply | Exports | waste | 2017 | FlowIn | 0
22 | 1 |  |  | Coal | 2017 | FlowIn | 0
22 | 2 |  |  | coal discard | 2017 | FlowIn | 0
22 | 3 |  |  | coal low grade | 2017 | FlowIn | 0
22 | 4 |  |  | Coke | 2017 | FlowIn | 0
22 | 5 |  |  | Electricity(grid) | 2017 | FlowIn | 0
22 | 6 |  |  | Electricity | 2017 | FlowIn | 0
22 | 7 |  |  | Gas | 2017 | FlowIn | 0
22 | 8 |  |  | Diesel | 2017 | FlowIn | 0
22 | 9 |  |  | Gasoline | 2017 | FlowIn | 0
22 | 10 |  |  | Kerosene | 2017 | FlowIn | 0
22 | 11 |  |  | Crude Oil | 2017 | FlowIn | 0
22 | 12 |  |  | hydrogen | 2017 | FlowIn | 0
22 | 13 |  |  | HFO | 2017 | FlowIn | 0
22 | 14 |  |  | Kerosene | 2017 | FlowIn | 0
22 | 15 |  |  | LPG | 2017 | FlowIn | 0
22 | 16 |  |  | Bagasse | 2017 | FlowIn | 0
22 | 17 |  |  | biodiesel | 2017 | FlowIn | 0
22 | 18 |  |  | bioethanol | 2017 | FlowIn | 0
22 | 19 |  |  | biogas | 2017 | FlowIn | 0
22 | 20 |  |  | Biomass | 2017 | FlowIn | 0
22 | 21 |  |  | Biowood | 2017 | FlowIn | 0
22 | 22 |  |  | Steam? | 2017 | FlowIn | 0
22 | 23 |  |  | waste | 2017 | FlowIn | 0
23 | 1 | Power | ECoal | Coal | 2017 | FlowIn | 2295861.6316
23 | 2 | Power | ECoal | coal discard | 2017 | FlowIn | 0
23 | 3 | Power | ECoal | coal low grade | 2017 | FlowIn | 0
23 | 4 | Power | ECoal | Coke | 2017 | FlowIn | 0
23 | 5 | Power | ECoal | Electricity(grid) | 2017 | FlowIn | 813560.76
23 | 6 | Power | ECoal | Electricity | 2017 | FlowIn | 0
23 | 7 | Power | ECoal | Gas | 2017 | FlowIn | 0
23 | 8 | Power | ECoal | Diesel | 2017 | FlowIn | 388
23 | 9 | Power | ECoal | Gasoline | 2017 | FlowIn | 0
23 | 10 | Power | ECoal | Kerosene | 2017 | FlowIn | 0
23 | 11 | Power | ECoal | Crude Oil | 2017 | FlowIn | 0
23 | 12 | Power | ECoal | hydrogen | 2017 | FlowIn | 0
23 | 13 | Power | ECoal | HFO | 2017 | FlowIn | 0
23 | 14 | Power | ECoal | Kerosene | 2017 | FlowIn | 3.78
23 | 15 | Power | ECoal | LPG | 2017 | FlowIn | 0
23 | 16 | Power | ECoal | Bagasse | 2017 | FlowIn | 0
23 | 17 | Power | ECoal | biodiesel | 2017 | FlowIn | 0
23 | 18 | Power | ECoal | bioethanol | 2017 | FlowIn | 0
23 | 19 | Power | ECoal | biogas | 2017 | FlowIn | 0
23 | 20 | Power | ECoal | Biomass | 2017 | FlowIn | 0
23 | 21 | Power | ECoal | Biowood | 2017 | FlowIn | 0
23 | 22 | Power | ECoal | Steam? | 2017 | FlowIn | 0
23 | 23 | Power | ECoal | waste | 2017 | FlowIn | 0
24 | 1 | Refineries | CTL | Coal | 2017 | FlowIn | 575857.2923
24 | 2 | Refineries | CTL | coal discard | 2017 | FlowIn | 0
24 | 3 | Refineries | CTL | coal low grade | 2017 | FlowIn | 0
24 | 4 | Refineries | CTL | Coke | 2017 | FlowIn | 0
24 | 5 | Refineries | CTL | Electricity(grid) | 2017 | FlowIn | 0
24 | 6 | Refineries | CTL | Electricity | 2017 | FlowIn | 0
24 | 7 | Refineries | CTL | Gas | 2017 | FlowIn | 51780.171
24 | 8 | Refineries | CTL | Diesel | 2017 | FlowIn | 0
24 | 9 | Refineries | CTL | Gasoline | 2017 | FlowIn | 0
24 | 10 | Refineries | CTL | Kerosene | 2017 | FlowIn | 0
24 | 11 | Refineries | CTL | Crude Oil | 2017 | FlowIn | 0
24 | 12 | Refineries | CTL | hydrogen | 2017 | FlowIn | 0
24 | 13 | Refineries | CTL | HFO | 2017 | FlowIn | 0
24 | 14 | Refineries | CTL | Kerosene | 2017 | FlowIn | 0
24 | 15 | Refineries | CTL | LPG | 2017 | FlowIn | 0
24 | 16 | Refineries | CTL | Bagasse | 2017 | FlowIn | 0
24 | 17 | Refineries | CTL | biodiesel | 2017 | FlowIn | 0
24 | 18 | Refineries | CTL | bioethanol | 2017 | FlowIn | 0
24 | 19 | Refineries | CTL | biogas | 2017 | FlowIn | 0
24 | 20 | Refineries | CTL | Biomass | 2017 | FlowIn | 0
24 | 21 | Refineries | CTL | Biowood | 2017 | FlowIn | 0
24 | 22 | Refineries | CTL | Steam? | 2017 | FlowIn | 0
24 | 23 | Refineries | CTL | waste | 2017 | FlowIn | 0
25 | 1 | Refineries | CTL | Coal | 2017 | FlowIn | 216349.9043
25 | 2 | Refineries | CTL | coal discard | 2017 | FlowIn | 0
25 | 3 | Refineries | CTL | coal low grade | 2017 | FlowIn | 0
25 | 4 | Refineries | CTL | Coke | 2017 | FlowIn | 0
25 | 5 | Refineries | CTL | Electricity(grid) | 2017 | FlowIn | 17553.6
25 | 6 | Refineries | CTL | Electricity | 2017 | FlowIn | 33940.9708
25 | 7 | Refineries | CTL | Gas | 2017 | FlowIn | 0
25 | 8 | Refineries | CTL | Diesel | 2017 | FlowIn | 0
25 | 9 | Refineries | CTL | Gasoline | 2017 | FlowIn | 0
25 | 10 | Refineries | CTL | Kerosene | 2017 | FlowIn | 0
25 | 11 | Refineries | CTL | Crude Oil | 2017 | FlowIn | 0
25 | 12 | Refineries | CTL | hydrogen | 2017 | FlowIn | 0
25 | 13 | Refineries | CTL | HFO | 2017 | FlowIn | 0
25 | 14 | Refineries | CTL | Kerosene | 2017 | FlowIn | 0
25 | 15 | Refineries | CTL | LPG | 2017 | FlowIn | 0
25 | 16 | Refineries | CTL | Bagasse | 2017 | FlowIn | 0
25 | 17 | Refineries | CTL | biodiesel | 2017 | FlowIn | 0
25 | 18 | Refineries | CTL | bioethanol | 2017 | FlowIn | 0
25 | 19 | Refineries | CTL | biogas | 2017 | FlowIn | 0
25 | 20 | Refineries | CTL | Biomass | 2017 | FlowIn | 0
25 | 21 | Refineries | CTL | Biowood | 2017 | FlowIn | 0
25 | 22 | Refineries | CTL | Steam? | 2017 | FlowIn | 0
25 | 23 | Refineries | CTL | waste | 2017 | FlowIn | 0
26 | 1 | Refineries | GTL | Coal | 2017 | FlowIn | 0
26 | 2 | Refineries | GTL | coal discard | 2017 | FlowIn | 0
26 | 3 | Refineries | GTL | coal low grade | 2017 | FlowIn | 0
26 | 4 | Refineries | GTL | Coke | 2017 | FlowIn | 0
26 | 5 | Refineries | GTL | Electricity(grid) | 2017 | FlowIn | 3027
26 | 6 | Refineries | GTL | Electricity | 2017 | FlowIn | 3027
26 | 7 | Refineries | GTL | Gas | 2017 | FlowIn | 28204
26 | 8 | Refineries | GTL | Diesel | 2017 | FlowIn | 0
26 | 9 | Refineries | GTL | Gasoline | 2017 | FlowIn | 0
26 | 10 | Refineries | GTL | Kerosene | 2017 | FlowIn | 0
26 | 11 | Refineries | GTL | Crude Oil | 2017 | FlowIn | 2255
26 | 12 | Refineries | GTL | hydrogen | 2017 | FlowIn | 0
26 | 13 | Refineries | GTL | HFO | 2017 | FlowIn | 0
26 | 14 | Refineries | GTL | Kerosene | 2017 | FlowIn | 0
26 | 15 | Refineries | GTL | LPG | 2017 | FlowIn | 0
26 | 16 | Refineries | GTL | Bagasse | 2017 | FlowIn | 0
26 | 17 | Refineries | GTL | biodiesel | 2017 | FlowIn | 0
26 | 18 | Refineries | GTL | bioethanol | 2017 | FlowIn | 0
26 | 19 | Refineries | GTL | biogas | 2017 | FlowIn | 0
26 | 20 | Refineries | GTL | Biomass | 2017 | FlowIn | 0
26 | 21 | Refineries | GTL | Biowood | 2017 | FlowIn | 0
26 | 22 | Refineries | GTL | Steam? | 2017 | FlowIn | 0
26 | 23 | Refineries | GTL | waste | 2017 | FlowIn | 0
27 | 1 | Refineries | CrudeRef | Coal | 2017 | FlowIn | 0
27 | 2 | Refineries | CrudeRef | coal discard | 2017 | FlowIn | 0
27 | 3 | Refineries | CrudeRef | coal low grade | 2017 | FlowIn | 0
27 | 4 | Refineries | CrudeRef | Coke | 2017 | FlowIn | 0
27 | 5 | Refineries | CrudeRef | Electricity(grid) | 2017 | FlowIn | 4233.6
27 | 6 | Refineries | CrudeRef | Electricity | 2017 | FlowIn | 4233.6
27 | 7 | Refineries | CrudeRef | Gas | 2017 | FlowIn | 0
27 | 8 | Refineries | CrudeRef | Diesel | 2017 | FlowIn | 0
27 | 9 | Refineries | CrudeRef | Gasoline | 2017 | FlowIn | 0
27 | 10 | Refineries | CrudeRef | Kerosene | 2017 | FlowIn | 0
27 | 11 | Refineries | CrudeRef | Crude Oil | 2017 | FlowIn | 936169.8
27 | 12 | Refineries | CrudeRef | hydrogen | 2017 | FlowIn | 0
27 | 13 | Refineries | CrudeRef | HFO | 2017 | FlowIn | 0
27 | 14 | Refineries | CrudeRef | Kerosene | 2017 | FlowIn | 0
27 | 15 | Refineries | CrudeRef | LPG | 2017 | FlowIn | 0
27 | 16 | Refineries | CrudeRef | Bagasse | 2017 | FlowIn | 0
27 | 17 | Refineries | CrudeRef | biodiesel | 2017 | FlowIn | 0
27 | 18 | Refineries | CrudeRef | bioethanol | 2017 | FlowIn | 0
27 | 19 | Refineries | CrudeRef | biogas | 2017 | FlowIn | 0
27 | 20 | Refineries | CrudeRef | Biomass | 2017 | FlowIn | 0
27 | 21 | Refineries | CrudeRef | Biowood | 2017 | FlowIn | 0
27 | 22 | Refineries | CrudeRef | Steam? | 2017 | FlowIn | 0
27 | 23 | Refineries | CrudeRef | waste | 2017 | FlowIn | 0
28 | 1 |  |  | Coal | 2017 | FlowIn | 0
28 | 2 |  |  | coal discard | 2017 | FlowIn | 0
28 | 3 |  |  | coal low grade | 2017 | FlowIn | 0
28 | 4 |  |  | Coke | 2017 | FlowIn | 0
28 | 5 |  |  | Electricity(grid) | 2017 | FlowIn | 0
28 | 6 |  |  | Electricity | 2017 | FlowIn | 0
28 | 7 |  |  | Gas | 2017 | FlowIn | 0
28 | 8 |  |  | Diesel | 2017 | FlowIn | 0
28 | 9 |  |  | Gasoline | 2017 | FlowIn | 0
28 | 10 |  |  | Kerosene | 2017 | FlowIn | 0
28 | 11 |  |  | Crude Oil | 2017 | FlowIn | 0
28 | 12 |  |  | hydrogen | 2017 | FlowIn | 0
28 | 13 |  |  | HFO | 2017 | FlowIn | 0
28 | 14 |  |  | Kerosene | 2017 | FlowIn | 0
28 | 15 |  |  | LPG | 2017 | FlowIn | 0
28 | 16 |  |  | Bagasse | 2017 | FlowIn | 0
28 | 17 |  |  | biodiesel | 2017 | FlowIn | 0
28 | 18 |  |  | bioethanol | 2017 | FlowIn | 0
28 | 19 |  |  | biogas | 2017 | FlowIn | 0
28 | 20 |  |  | Biomass | 2017 | FlowIn | 0
28 | 21 |  |  | Biowood | 2017 | FlowIn | 0
28 | 22 |  |  | Steam? | 2017 | FlowIn | 0
28 | 23 |  |  | waste | 2017 | FlowIn | 0
29 | 1 | Commerce | AutoGen | Coal | 2017 | FlowIn | 0
29 | 2 | Commerce | AutoGen | coal discard | 2017 | FlowIn | 0
29 | 3 | Commerce | AutoGen | coal low grade | 2017 | FlowIn | 0
29 | 4 | Commerce | AutoGen | Coke | 2017 | FlowIn | 0
29 | 5 | Commerce | AutoGen | Electricity(grid) | 2017 | FlowIn | 0
29 | 6 | Commerce | AutoGen | Electricity | 2017 | FlowIn | 66.4
29 | 7 | Commerce | AutoGen | Gas | 2017 | FlowIn | 201.1
29 | 8 | Commerce | AutoGen | Diesel | 2017 | FlowIn | 0
29 | 9 | Commerce | AutoGen | Gasoline | 2017 | FlowIn | 0
29 | 10 | Commerce | AutoGen | Kerosene | 2017 | FlowIn | 0
29 | 11 | Commerce | AutoGen | Crude Oil | 2017 | FlowIn | 0
29 | 12 | Commerce | AutoGen | hydrogen | 2017 | FlowIn | 0
29 | 13 | Commerce | AutoGen | HFO | 2017 | FlowIn | 0
29 | 14 | Commerce | AutoGen | Kerosene | 2017 | FlowIn | 0
29 | 15 | Commerce | AutoGen | LPG | 2017 | FlowIn | 0
29 | 16 | Commerce | AutoGen | Bagasse | 2017 | FlowIn | 0
29 | 17 | Commerce | AutoGen | biodiesel | 2017 | FlowIn | 0
29 | 18 | Commerce | AutoGen | bioethanol | 2017 | FlowIn | 0
29 | 19 | Commerce | AutoGen | biogas | 2017 | FlowIn | 0
29 | 20 | Commerce | AutoGen | Biomass | 2017 | FlowIn | 0
29 | 21 | Commerce | AutoGen | Biowood | 2017 | FlowIn | 0
29 | 22 | Commerce | AutoGen | Steam? | 2017 | FlowIn | 0
29 | 23 | Commerce | AutoGen | waste | 2017 | FlowIn | 0
30 | 1 | Industry | AutoGen | Coal | 2017 | FlowIn | 54802
30 | 2 | Industry | AutoGen | coal discard | 2017 | FlowIn | 0
30 | 3 | Industry | AutoGen | coal low grade | 2017 | FlowIn | 0
30 | 4 | Industry | AutoGen | Coke | 2017 | FlowIn | 0
30 | 5 | Industry | AutoGen | Electricity(grid) | 2017 | FlowIn | 0
30 | 6 | Industry | AutoGen | Electricity | 2017 | FlowIn | 6268.6674
30 | 7 | Industry | AutoGen | Gas | 2017 | FlowIn | 0
30 | 8 | Industry | AutoGen | Diesel | 2017 | FlowIn | 0
30 | 9 | Industry | AutoGen | Gasoline | 2017 | FlowIn | 0
30 | 10 | Industry | AutoGen | Kerosene | 2017 | FlowIn | 0
30 | 11 | Industry | AutoGen | Crude Oil | 2017 | FlowIn | 0
30 | 12 | Industry | AutoGen | hydrogen | 2017 | FlowIn | 0
30 | 13 | Industry | AutoGen | HFO | 2017 | FlowIn | 0
30 | 14 | Industry | AutoGen | Kerosene | 2017 | FlowIn | 0
30 | 15 | Industry | AutoGen | LPG | 2017 | FlowIn | 0
30 | 16 | Industry | AutoGen | Bagasse | 2017 | FlowIn | 0
30 | 17 | Industry | AutoGen | biodiesel | 2017 | FlowIn | 0
30 | 18 | Industry | AutoGen | bioethanol | 2017 | FlowIn | 0
30 | 19 | Industry | AutoGen | biogas | 2017 | FlowIn | 0
30 | 20 | Industry | AutoGen | Biomass | 2017 | FlowIn | 8050.6778
30 | 21 | Industry | AutoGen | Biowood | 2017 | FlowIn | 0
30 | 22 | Industry | AutoGen | Steam? | 2017 | FlowIn | 0
30 | 23 | Industry | AutoGen | waste | 2017 | FlowIn | 0
31 | 1 | Industry | AutoGen | Coal | 2017 | FlowIn | 8050.6778
31 | 2 | Industry | AutoGen | coal discard | 2017 | FlowIn | 0
31 | 3 | Industry | AutoGen | coal low grade | 2017 | FlowIn | 0
31 | 4 | Industry | AutoGen | Coke | 2017 | FlowIn | 0
31 | 5 | Industry | AutoGen | Electricity(grid) | 2017 | FlowIn | 0
31 | 6 | Industry | AutoGen | Electricity | 2017 | FlowIn | 2550
31 | 7 | Industry | AutoGen | Gas | 2017 | FlowIn | 0
31 | 8 | Industry | AutoGen | Diesel | 2017 | FlowIn | 0
31 | 9 | Industry | AutoGen | Gasoline | 2017 | FlowIn | 0
31 | 10 | Industry | AutoGen | Kerosene | 2017 | FlowIn | 0
31 | 11 | Industry | AutoGen | Crude Oil | 2017 | FlowIn | 0
31 | 12 | Industry | AutoGen | hydrogen | 2017 | FlowIn | 0
31 | 13 | Industry | AutoGen | HFO | 2017 | FlowIn | 0
31 | 14 | Industry | AutoGen | Kerosene | 2017 | FlowIn | 0
31 | 15 | Industry | AutoGen | LPG | 2017 | FlowIn | 0
31 | 16 | Industry | AutoGen | Bagasse | 2017 | FlowIn | 38430
31 | 17 | Industry | AutoGen | biodiesel | 2017 | FlowIn | 0
31 | 18 | Industry | AutoGen | bioethanol | 2017 | FlowIn | 0
31 | 19 | Industry | AutoGen | biogas | 2017 | FlowIn | 0
31 | 20 | Industry | AutoGen | Biomass | 2017 | FlowIn | 0
31 | 21 | Industry | AutoGen | Biowood | 2017 | FlowIn | 0
31 | 22 | Industry | AutoGen | Steam? | 2017 | FlowIn | 0
31 | 23 | Industry | AutoGen | waste | 2017 | FlowIn | 0
32 | 1 | Industry | AutoGen | Coal | 2017 | FlowIn | 8050.6778
32 | 2 | Industry | AutoGen | coal discard | 2017 | FlowIn | 0
32 | 3 | Industry | AutoGen | coal low grade | 2017 | FlowIn | 0
32 | 4 | Industry | AutoGen | Coke | 2017 | FlowIn | 0
32 | 5 | Industry | AutoGen | Electricity(grid) | 2017 | FlowIn | 0
32 | 6 | Industry | AutoGen | Electricity | 2017 | FlowIn | 8473.6786
32 | 7 | Industry | AutoGen | Gas | 2017 | FlowIn | 13642.1822
32 | 8 | Industry | AutoGen | Diesel | 2017 | FlowIn | 0
32 | 9 | Industry | AutoGen | Gasoline | 2017 | FlowIn | 0
32 | 10 | Industry | AutoGen | Kerosene | 2017 | FlowIn | 0
32 | 11 | Industry | AutoGen | Crude Oil | 2017 | FlowIn | 0
32 | 12 | Industry | AutoGen | hydrogen | 2017 | FlowIn | 0
32 | 13 | Industry | AutoGen | HFO | 2017 | FlowIn | 0
32 | 14 | Industry | AutoGen | Kerosene | 2017 | FlowIn | 0
32 | 15 | Industry | AutoGen | LPG | 2017 | FlowIn | 0
32 | 16 | Industry | AutoGen | Bagasse | 2017 | FlowIn | 0
32 | 17 | Industry | AutoGen | biodiesel | 2017 | FlowIn | 0
32 | 18 | Industry | AutoGen | bioethanol | 2017 | FlowIn | 0
32 | 19 | Industry | AutoGen | biogas | 2017 | FlowIn | 0
32 | 20 | Industry | AutoGen | Biomass | 2017 | FlowIn | 0
32 | 21 | Industry | AutoGen | Biowood | 2017 | FlowIn | 980
32 | 22 | Industry | AutoGen | Steam? | 2017 | FlowIn | 0
32 | 23 | Industry | AutoGen | waste | 2017 | FlowIn | 0
33 | 1 | Refineries | AutoGen | Coal | 2017 | FlowIn | 45053.0957
33 | 2 | Refineries | AutoGen | coal discard | 2017 | FlowIn | 0
33 | 3 | Refineries | AutoGen | coal low grade | 2017 | FlowIn | 0
33 | 4 | Refineries | AutoGen | Coke | 2017 | FlowIn | 0
33 | 5 | Refineries | AutoGen | Electricity(grid) | 2017 | FlowIn | 0
33 | 6 | Refineries | AutoGen | Electricity | 2017 | FlowIn | 16387.3708
33 | 7 | Refineries | AutoGen | Gas | 2017 | FlowIn | 7382.1624
33 | 8 | Refineries | AutoGen | Diesel | 2017 | FlowIn | 0
33 | 9 | Refineries | AutoGen | Gasoline | 2017 | FlowIn | 0
33 | 10 | Refineries | AutoGen | Kerosene | 2017 | FlowIn | 0
33 | 11 | Refineries | AutoGen | Crude Oil | 2017 | FlowIn | 0
33 | 12 | Refineries | AutoGen | hydrogen | 2017 | FlowIn | 0
33 | 13 | Refineries | AutoGen | HFO | 2017 | FlowIn | 0
33 | 14 | Refineries | AutoGen | Kerosene | 2017 | FlowIn | 0
33 | 15 | Refineries | AutoGen | LPG | 2017 | FlowIn | 0
33 | 16 | Refineries | AutoGen | Bagasse | 2017 | FlowIn | 0
33 | 17 | Refineries | AutoGen | biodiesel | 2017 | FlowIn | 0
33 | 18 | Refineries | AutoGen | bioethanol | 2017 | FlowIn | 0
33 | 19 | Refineries | AutoGen | biogas | 2017 | FlowIn | 0
33 | 20 | Refineries | AutoGen | Biomass | 2017 | FlowIn | 0
33 | 21 | Refineries | AutoGen | Biowood | 2017 | FlowIn | 0
33 | 22 | Refineries | AutoGen | Steam? | 2017 | FlowIn | 0
33 | 23 | Refineries | AutoGen | waste | 2017 | FlowIn | 0
34 | 1 | 0 | 0 | Coal | 2017 | FlowIn | 0
34 | 2 | 0 | 0 | coal discard | 2017 | FlowIn | 0
34 | 3 | 0 | 0 | coal low grade | 2017 | FlowIn | 0
34 | 4 | 0 | 0 | Coke | 2017 | FlowIn | 0
34 | 5 | 0 | 0 | Electricity(grid) | 2017 | FlowIn | 0
34 | 6 | 0 | 0 | Electricity | 2017 | FlowIn | 0
34 | 7 | 0 | 0 | Gas | 2017 | FlowIn | 0
34 | 8 | 0 | 0 | Diesel | 2017 | FlowIn | 0
34 | 9 | 0 | 0 | Gasoline | 2017 | FlowIn | 0
34 | 10 | 0 | 0 | Kerosene | 2017 | FlowIn | 0
34 | 11 | 0 | 0 | Crude Oil | 2017 | FlowIn | 0
34 | 12 | 0 | 0 | hydrogen | 2017 | FlowIn | 0
34 | 13 | 0 | 0 | HFO | 2017 | FlowIn | 0
34 | 14 | 0 | 0 | Kerosene | 2017 | FlowIn | 0
34 | 15 | 0 | 0 | LPG | 2017 | FlowIn | 0
34 | 16 | 0 | 0 | Bagasse | 2017 | FlowIn | 0
34 | 17 | 0 | 0 | biodiesel | 2017 | FlowIn | 0
34 | 18 | 0 | 0 | bioethanol | 2017 | FlowIn | 0
34 | 19 | 0 | 0 | biogas | 2017 | FlowIn | 0
34 | 20 | 0 | 0 | Biomass | 2017 | FlowIn | 0
34 | 21 | 0 | 0 | Biowood | 2017 | FlowIn | 0
34 | 22 | 0 | 0 | Steam? | 2017 | FlowIn | 0
34 | 23 | 0 | 0 | waste | 2017 | FlowIn | 0

## DMRE 2016EB
RSA 2016 ver 1
Single Energy Unit | Coal | Crude Oil | Petroleum | Gas | Nuclear | Hydro | Geothermal | Renewables | Electricity | Heat | Total
(TJ) |  |  | Products |  |  |  | Solar etc | & Waste
Indigenous Production | 6013584.27 | 2940.3 | 7381.32 | 28338.51 | 173601.16 | 2350.03 | 24569.04 | 651129.44 | - |  | 6903894.06
Import | 35169.74 | 888087.38 | 225511.46 | 131145.63 |  |  |  |  | 37998 |  | 1317912.2
Export | -1945488.38 | -19294.69 | -127189.57 | -644.2 |  |  |  |  | -59576.4 |  | -2152193.24
Intl. Marine Bunkers | [10 empty] | -
Stock Changes | [10 empty] | -
Total Primary Energy Supply | 4103265.63 | 871732.98 | 105703.21 | 158839.93 | 173601.16 | 2350.03 | 24569.04 | 651129.44 | -21578.4 | - | 6069613.02
Transfers | [10 empty] | -
Statistical Differences | -136921.92 | -283764.48 | 126355.01 | 94086.49 | -0.02 | 0 | -11172.09 | - | -255159.04 | - | -463472.68
Transformation
Electricity Plant | -2493035.5 |  | -47541.18 |  | -173601.14 | -2021.9 | -1198.09 |  | 786463.13 |  | -1930934.69
Autoproducer Electricity Plant | -2133 |  |  |  |  | -328.12 | -12198.87 | -4291.25 | 120430.86 |  | 101479.62
CHP Plant | [10 empty] | -
Autoproducer CHP Plant | [10 empty] | -
Heat Plant | [10 empty] | -
Autoproducer Heat Plant | [10 empty] | -
Heat pumps | [10 empty] | -
Electric boilers | [10 empty] | -
Gas Works |  |  |  | 23378 | [6 empty] | 23378
Oil Refineries |  | -871733.01 | 915408.1 | [5 empty] | 44655.41 |  | 88330.5
Coal Transformation | [10 empty] | -
Liquefaction | -875709.38 | 283764.5 |  | -124169.34 | [6 empty] | -716114.22
Non-specified (Transformation) | [7 empty] | -221490 |  |  | -221490
Own Use | [10 empty] | -
-
Distribution Losses | [8 empty] | 58654.8 |  | 58654.8
Total Final Consumption | 595465.84 | - | 1099925.14 | 152135.09 | - | - | 3103.36 | 425348.19 | 733466.75 | - | 3009444.36
Industry Sector | 548894.14 | - | 80967.95 | 150713 | - | - | - | 379115.93 | 390260.47 | - | 1549951.5
Iron and Steel | 142344.94 |  | 499.41 | 63216 |  |  |  |  | 67347.31 |  | 273407.66
Chemical and Petrochemical | 128154.37 |  | 224.71 | 52079 |  |  |  |  | 36900.72 |  | 217358.8
Memo: Feedst.Use In Petchem.Ind. | - | [9 empty] | -
Non-Ferrous Metals | 73367.05 |  |  | 2174 |  |  |  |  | 51342.77 |  | 126883.83
Non-Metallic Minerals | 49307.62 |  | 300.36 | 15312 |  |  |  |  | 8075.19 |  | 72995.16
Transport Equipment | - |  | 106.25 | 610 |  |  |  |  | 203.88 |  | 920.13
Machinery |  |  | 1541.45 | 1334 |  |  |  |  | 5091.21 |  | 7966.65
Mining and Quarrying | 6225.15 |  | 40379.79 | 275 |  |  |  |  | 110071.95 |  | 156951.89
Food and Tobacco |  |  | 1115.41 | 4016 |  |  |  |  | 2711.16 |  | 7842.56
Paper Pulp and Print |  |  | 77.88 | 4471 |  |  |  |  | 4794.71 |  | 9343.59
Wood and Wood Products |  |  | 79.21 | [5 empty] | 702.99 |  | 782.2
Construction |  |  | 24356.5 | [5 empty] | 564.51 |  | 24921.01
Textile and Leather |  |  | 42.94 | 15 |  |  |  |  | 552.04 |  | 609.98
Non-specified (Industry) | 149495.02 |  | 12244.05 | 7211 |  |  |  | 379115.93 | 101902.03 |  | 649968.02
Transport Sector | 387.18 | - | 556623.81 | - | - | - | - | - | 11153.08 | - | 568164.07
International Civil Aviation |  |  | 73246.19 | [7 empty] | 73246.19
Domestic Air Transport |  |  | 18546.46 | [5 empty] | 0.26 |  | 18546.72
Road |  |  | 436974.81 | [5 empty] | 0.18 |  | 436974.99
Rail |  |  | 8695.39 | [5 empty] | 10283.33 |  | 18978.72
Pipeline Transport |  |  | 780.02 | [5 empty] | 296.71 |  | 1076.73
Internal Navigation | [10 empty] | -
Non-specified (Transport) | 387.18 |  | 18380.94 | [5 empty] | 572.6 |  | 19340.72
Other Sectors | 46184.52 | - | 442815.49 | 1422.08 | - | - | 3103.36 | 46232.25 | 332053.2 | - | 871810.9
Agriculture | 849.1 |  | 144909.57 | [5 empty] | 21484.8 |  | 167243.46
Commerce and Public Services | 9413.37 |  | 284242.45 | 1206.03 |  |  |  |  | 133200 |  | 428061.84
Residential | 9413.37 |  | 13585.69 | 216.06 |  |  |  | 46232.25 | 174682.8 |  | 244130.17
Non-specified (Other) | 26508.68 |  | 77.79 |  |  |  | 3103.36 |  | 2685.6 |  | 32375.43
-
Non-Energy Use |  |  | 19517.89 | [7 empty] | 19517.89
Memo:Non-Energy Use Ind/Transf/Ener |  |  | 18949.52 | [7 empty] | 18949.52
Memo:Non-Energy Use in Transport |  |  | 568.37 | [7 empty] | 568.37
Memo:Non-Energy Use in Oth. Sect | [10 empty] | -
Elect.Output in GWh | 216872 | - | - | - | 15913 | 653 | 4583 | 311 | 251915 | - | 490248
Elect.Output-public elec. plant | 216872 |  |  |  | 15913 | 562 | 333 |  | 218461.98 |  | 452142
Elect.Output-autoprod. elec. plant | [5 empty] | 91 | 4251 | 311 | 33453.02 |  | 38106
Elect.Output-public CHP plant | [10 empty] | -
Elect.Output-autoprod. CHP plant | [10 empty] | -
Heat Output-public CHP plant
Heat Output-autoproducer CHP plant
Heat Output-public heat plant
Heat Output-autoprod. heat plant
Heat Output in TJ | - | - | - | - | - | - | - | - | - | - | -

## DMRE 2017EB
RSA 2017 ver 1 | [13 empty] | Brown Coal | Anthracite | Coking coal | Bituminous coal | Sub- Bituminous coal | Lignite | Peat | PatentFuel | Coke oven coke | Gas Coke | BKB | Gas | Gas | Gas | Gas |  | wood | Gas | Gas | Gas | Gas | Crude Oil | [7 empty] | LPG | Motor Gasoline | Aviation Gasoline |  |  |  | Gas Diesel | [5 empty] | Parrafin Wax | [12 empty] | Electricity
Single Energy Unit | Coal | Crude Oil | Petroleum Products | Gas | Nuclear | Hydro | Geothermal solar etc | Renewables & Waste | Electricity | Heat | Total | Single Energy Unit | Hard Coal | Brown Coal | Anthracite | Coking coal | Bituminous coal | Sub- Bituminous coal | Lignite | Peat | PatentFuel | Coke oven coke | Gas Coke | BKB | Gasworks Gas | Coke oven Gas | Blast Furnace Gas | Oxygen Furnace Gas | Renewables & Waste | SBIOMASS | Industrial waste | Muncipal waste | GLBIO | Natural Gas | Crude + NGLs '+ Feedstocks | Crude Oil | NGLs | Refinery Feedstocks | Additives | Non-Conventional crude | Refinery Gas | Ethane | LPG | Motor Gasoline | Aviation Gasoline | Jet Gasoline | Jet Kerosene | Other Kerosene | Gas Diesel | Residual Fuel | Naphtha | White Spirit | Lubricants | Bitumen | Parrafin Wax | Petroleum Coke | Non-specified oil products | NONSPEC | Nuclear | Hydro | Geothermal | Solar | Tide | Wind | Heatpumps | Boilers | Other | Electricity | Heat
(TJ) |  |  | Products |  |  |  | Solar etc | & Waste |  |  |  | (TJ) | Total Coal | Coal | Coal | Coal | Coal | Coal | Coal | Coal | Fuel | coke |  |  | Gas | Gas | Furnace Gas | Furnace Gas | & Waste |  | Waste | Waste |  | Gas | + Feedstocks |  |  | Feedstocks |  | Conventional crude | Gas |  |  | Gasoline | Gasoline | Gasoline | Kerosene | Kerosene |  | Fuel |  | Spirit |  |  | Wax | Coke | oil products
Indigenous Production | 5972638.59 | 4210.79 | 63403.7 | 25570.81 | 171743.84 | 3040.6 | 32407.7 | 1309401.75 | - |  | 7582417.77 | Indigenous Production | 5972638.5859 |  | 68111.4453 | 72654.6406 | 5831872.5 | [11 empty] | 654700.875 | 654700.875 |  |  |  | 25570.8125 | 4210.785 | 1375.785 | 2835 | [8 empty] | 44716.9219 |  |  |  |  | 18686.7734 | [7 empty] | 171743.8438 | 3040.5957 | 0 | 13931.9277 | 0 | 18475.7754 |  |  |  | 0
Import | 33112.88 | 729621.25 | 325091.35 | 124124.44 |  |  |  |  | 37998 |  | 1249947.92 | Import | 33112.8818 |  | 5356.0439 |  | 27756.8379 | [11 empty] | 0 |  |  |  |  | 124124.4375 | 729621.25 | 729621.25 | [6 empty] | 4957.48 | 72304.9609 | 631.4949 | 1399.2504 | 14358.1084 | 91.5946 | 229973.0938 | 1373.5342 |  |  | 0.26371 | 0.72762 | 0.83737 | [12 empty] | 37998
Export | -1964835.07 |  | -149086.62 | -498.75 |  |  |  |  | -59576.4 |  | -2173996.84 | Export | -1964835.0703 |  | -49461.3594 | -35743.7109 | -1879630 | [11 empty] | 0 |  |  |  |  | -498.75 | 0 | [7 empty] | -2829.3455 | -37005.8398 | -175.5152 | -1057.264 | -11962.6543 | -1760.0023 | -67970.5078 | -17661.4883 | -8320.0254 | -347.2476 | -0.33527 | 2.8791 | 0.73043 | [12 empty] | -59576.4023
Intl. Marine Bunkers | [10 empty] | - | Intl. Marine Bunkers | 0 | [15 empty] | 0 | [5 empty] | 0
Stock Changes | [10 empty] | - | Stock Changes | 0 | [15 empty] | 0 | [5 empty] | 0
Total Primary Energy Supply | 4040916.4 | 733832.04 | 239408.43 | 149196.5 | 171743.84 | 3040.6 | 32407.7 | 1309401.75 | -21578.4 | - | 6658368.85 | Domestic Supply | 4040916.3975 | 0 |  | 36910.9297 | 3979999.3379 | 0 | 0 | 0 | 0 | 0 | 0 | 0 | 0 | 0 | 0 | 0 | 654700.875 | 654700.875 | 0 | 0 | 0 | 149196.5 | 733832.035 | 730997.035 | 2835 | 0 | 0 | 0 | 0 | 0 | 2128.1345 | 35299.1211 | 455.9797 | 45058.9082 | 2395.4541 | -1668.4077 | 162002.5859 | -16287.9541 | 10366.748 | -347.2476 | -0.071556 | 3.6067 | 1.5678 | 0 | 0 | 0 | 171743.8438 | 3040.5957 | 0 | 13931.9277 | 0 | 18475.7754 | 0 | 0 | 0 | -21578.4023 | 0
Transfers | [10 empty] | - | Transfers | 0 | [15 empty] | 0 | [5 empty] | 0
Statistical Differences | -266372.31 | -298858.57 | 76022.87 | 73391.42 | - | -0.01 | -6191.97 | -431750.65 | -280967.97 | - | -1134727.19 | Statistical Differences | -228144.0881 | 0 |  | -0.0039062 | -163007.4191 | 0 | 0 | 0 | 0 | -33345.6226 | 0 | 0 | 1174.3656 | 0 | 0 | 0 | -2924.7734 | -2924.7734 | 0 | 0 | 0 | 13379.1327 | -298858.5663 | 0.027466 | 0 | 0 | 0 | -298858.5938 | -35803.75 | 0 | -6182.7439 | 46015.7426 | 0.00074768 | 1057.251 | -0.00097656 | -0.0016223 | 41707.9283 | -0.00064087 | -0.00097656 | -0.00030518 | 2.2799e-05 | -0.00066483 | -2.3246e-06 | 0 | 0 | 0 | 0 | -0.0068665 | 0 | -10061.9478 | 0 | 0.00036621 | 0 | 0 | 0 | 537472.2001 | 0
Transformation | [11 empty] | Transformation Sector | -3371723.5762 |  |  | -36910.9258 | -3334812.6504 | 0 | 0 | 0 | 0 | 38773.9805 | 0 | 0 | 21556.6094 | 23257.002 | 22961 | 0 | -225875 | -225875 | 0 | 0 | 0 | -88318.5469 | -434973.4688 | -730997.0625 | -2835 | 0 | 0 | 298858.5938 | 35803.75 | 0 | 19175.5293 | 322657.875 | 14043.8037 | 0 | 52100.5039 | 27098.6133 | 301436.75 | 36176.9961 | 0 | 4186.2051 | 5358.7314 | 14418.1426 | 398.0202 | 0 | 0 | 0 | -171743.8438 | -3040.5888 | 0 | -3869.98 | 0 | -18475.7758 | 0 | 0 | 0 | 911611.625 | 0
Electricity Plant | -2466073.75 |  | -381 |  | -171743.84 | -2535.34 | -1233.68 |  | 839410.31 |  | -1802557.31 | Electricity Plant | -2466073.75 |  |  |  | -2466073.75 | [11 empty] | 0 | [5 empty] | 0 | [13 empty] | -381 | [9 empty] | -171743.8438 | -2535.3433 | 0 | 0 | 0 | -1233.684 |  |  |  | 839410.3125
Autoproducer Electricity Plant | -7562.03 |  |  |  |  | -505.25 | -21112.07 | -8630 | 72201.31 |  | 34391.97 | Autoproducer Electricity Plant | -7562.0254 |  |  |  | -7562.0254 | [11 empty] | -4315 | -4315 |  |  |  |  | 0 | [23 empty] | 0 | -505.2456 | 0 | -3869.98 | 0 | -17242.0918 |  |  |  | 72201.3125
CHP Plant | [10 empty] | - | CHP Plant | 0 | [15 empty] | 0 | [5 empty] | 0 | [23 empty] | 0 | 0 | 0 | 0 | 0 | 0 |  |  |  | 0 | 0
Autoproducer CHP Plant | [10 empty] | - | Autoproducer CHP Plant | 0 | [15 empty] | 0 | [5 empty] | 0 | [23 empty] | 0 | 0 | 0 | 0 | 0 | 0 |  |  |  | 0 | 0
Heat Plant | [10 empty] | - | Heat Plant | 0 | [15 empty] | 0 | [5 empty] | 0 | [33 empty] | 0
Autoproducer Heat Plant | [10 empty] | - | Autoproducer Heat Plant | 0 | [15 empty] | 0 | [5 empty] | 0 | [33 empty] | 0
Heat pumps | [10 empty] | - | Heat pumps | 0 | [15 empty] | 0 | [5 empty] | 0
Electric boilers | [10 empty] | - | Electric Boilers | 0 | [15 empty] | 0 | [5 empty] | 0
Gas Works |  |  |  | 21556.61 | [6 empty] | 21556.61 | Coke Ovens | -36910.9258 |  |  | -36910.9258 | [5 empty] | 38773.9805 |  |  |  | 23257.002 |  |  | 0 | [5 empty] | 0
Oil Refineries |  | -733832.06 | 797432.17 | [5 empty] | 44655.41 |  | 108255.51 | Gas Works | 0 | [11 empty] | 21556.6094 |  |  |  | 0 | [5 empty] | 0
Coal Transformation | [10 empty] | - | Blast Furnaces | 0 | [13 empty] | 22961 |  | 0 | [5 empty] | 0
Liquefaction | -861176.88 | 298858.59 |  | -88318.55 | [6 empty] | -650636.83 | Petrochemical Industry | 0 | [15 empty] | 0 | [5 empty] | 0
Non-specified (Transformation) | [7 empty] | -443120 |  |  | -443120 | BKB Production | 0 | [15 empty] | 0 | [5 empty] | 0
Own Use | [10 empty] | - | Oil Refineries | 0 | [15 empty] | 0 | [5 empty] | -733832.0625 | -730997.0625 | -2835 |  |  |  | 35803.75 |  | 19175.5293 | 322657.875 | 14043.8037 |  | 52100.5039 | 27098.6133 | 301817.75 | 36176.9961 |  | 4186.2051 | 5358.7314 | 14418.1426 | 398.0202
[11 empty] | - | Liquefaction | -861176.875 |  |  |  | -861176.875 | [11 empty] | 0 |  |  |  |  | -88318.5469 | 298858.5938 |  |  |  |  | 298858.5938
Distribution Losses | [8 empty] | 75909.61 |  | 75909.61 | Non-specified (Transformation) | 0 | [15 empty] | -221560 | -221560 |  |  |  |  | 0
Total Final Consumption | 439731.44 | - | 1112482.46 | 155825.98 | - | - | 3869.98 | 425901.1 | 729630.26 | - | 2867441.23 | Energy Sector | 42741.3822 | 0 |  | 0 | 0 | 0 | 0 | 0 | 0 | 0 | 0 | 0 | 1183.479 | 0 | 0 | 0 | 0 | 0 | 0 | 0 | 0 | 11436.4375 | 0 | 0 | 0 | 0 | 0 | 0 | 0 | 0 | 0 | 0 | 0 | 0 | 0 | 0 | 0 | 0 | 0 | 0 | 0 | 0 | 0 | 0 | 0 | 0 | [6 empty] | 0 | 0 | 0 | 137826.8564 | 0
[12 empty] | Coal Mines | 352.89 |  | 352.89 | [13 empty] | 0 | [5 empty] | 0 | [32 empty] | 11682.7197
Industry Sector | 309637.63 | - | 90699.74 | 154373.18 | - | - | - | 396975.34 | 385586.12 | - | 1337272.02 | Oil and Gas Extraction | 0 | [15 empty] | 0 | [5 empty] | 0
Iron and Steel | 81157.26 |  | 374.04 | 62145.38 |  |  |  |  | 69210.48 |  | 212887.16 | Patent Fuel Plants | 42388.4922 |  | 42388.4922 | [13 empty] | 0 | [5 empty] | 0
Chemical and Petrochemical | 49487.03 |  | 184.49 | 55242.42 |  |  |  |  | 31818.55 |  | 136732.49 | Coke Ovens | 0 | [15 empty] | 0 | [5 empty] | 0
Memo: Feedst.Use In Petchem.Ind. | [10 empty] | - | Gas Works | 0 | [15 empty] | 0 | [5 empty] | 0
Non-Ferrous Metals | 3481.19 |  | 19.91 | 2254.11 |  |  |  |  | 54079.13 |  | 59834.33 | BKB | 0 | [15 empty] | 0 | [5 empty] | 0
Non-Metallic Minerals | 43902.3 |  | 310.75 | 15498.37 |  |  |  |  | 8843.35 |  | 68554.76 | Oil Refineries | 0 | [15 empty] | 0 | [5 empty] | 0 | [32 empty] | 44655.4062
Transport Equipment |  |  | 84.23 | 669.14 |  |  |  |  | 194.11 |  | 947.48 | Ownuse in Elec., CHP and Heat plant | 0 | [11 empty] | 1183.479 |  |  |  | 0 |  |  |  |  | 11436.4375 | 0 | [32 empty] | 66722.3984
Machinery |  |  | 1024.95 | 1412.81 |  |  |  |  | 211.64 |  | 2649.4 | Used for Pump Storage | 0 | [15 empty] | 0 | [5 empty] | 0 | [32 empty] | 14766.332
Mining and Quarrying | 1409.08 |  | 52976.99 | 1001.46 |  |  |  |  | 110071.95 |  | 165459.48 | Nuclear Industry | 0 | [15 empty] | 0 | [5 empty] | 0
Food and Tobacco |  |  | 621.18 | 7365.83 |  |  |  |  | 2663.48 |  | 10650.49 | Non-specified (Energy) | 0 | [15 empty] | 0 | [5 empty] | 0
Paper Pulp and Print |  |  | 123.03 | 4165.33 |  |  |  |  | 4144.85 |  | 8433.21 | [17 empty] | 0
Wood and Wood Products |  |  | 45.16 | [5 empty] | 1197.02 |  | 1242.18 | Distribution Losses | 0 | [15 empty] | 0 | [5 empty] | 0 | [32 empty] | 75909.6094
Construction |  |  | 18768.2 | [5 empty] | 656.53 |  | 19424.73
Textile and Leather |  |  | 131.16 | 14.42 |  |  |  |  | 593.01 |  | 738.59 | Final Consumption | 483790.1154 | 0 |  | 0 | 482179.2684 | 0 | 0 | 0 | 0 | 5428.3579 | 0 | 0 | 23914.4539 | 23257.002 | 22961 | 0 | 425901.1016 | 425901.1016 | 0 | 0 | 0 | 85693.5233 | 0 | 0 | 0 | 0 | 0 | 0 | 0 | 0 | 15120.9199 | 403972.7387 | 14499.7842 | 46116.1592 | 54495.957 | 25430.204 | 505147.2642 | 19889.0414 | 10366.7471 | 3838.9572 | 5358.6599 | 14421.7487 | 399.588 | 0 | 0 | 0 | [6 empty] | 0 | 0 | 0 | 729630.2635 | 0
Non-specified (Industry) | 130200.78 |  | 16035.65 | 4603.9 |  |  |  | 396975.34 | 101902.03 |  | 649717.71
[12 empty] | Industry Sector | 304209.275 | 0 |  | 0 | 304209.275 | 0 | 0 | 0 | 0 | 5428.3579 | 0 | 0 | 23914.4539 | 23257.002 | 22961 | 0 | 396975.3438 | 396975.3438 | 0 | 0 | 0 | 84240.7256 | 0 | 0 | 0 | 0 | 0 | 0 | 0 | 0 | 789.2809 | 3449.2918 | 0 | 0 | 0 | 1654.1783 | 58820.2964 | 15619.9421 | 10366.7471 | 0 | 0 | 0 | 0 | 0 | 0 | 0 | 0 | 0 | 0 | 0 | 0 | 0 | 0 | 0 | 0 | 385586.1248 | 0
Transport Sector | 42.93 | - | 761092.01 | - | - | - | - | - | 11990.94 | - | 773125.88 | Iron and Steel | 75728.8984 |  |  |  | 75728.8984 |  |  |  |  | 5428.3579 |  |  | 6049.7168 | 23257.002 | 22961 |  | 0 |  |  |  |  | 9877.665 | 0 | [8 empty] | 4.4084 |  |  |  | 0.08584 | 369.5487 | [18 empty] | 69210.4766
International Civil Aviation |  |  | 94989.48 | [7 empty] | 94989.48 | Chemical and Petrochemical | 49487.0312 |  |  |  | 49487.0312 | [7 empty] | 5246.561 |  |  |  | 0 |  |  |  |  | 49995.8555 | 0 | [12 empty] | 163.6284 | 20.8624 | [18 empty] | 31818.5527
Domestic Air Transport |  |  | 21385.99 | [5 empty] | 264.1 |  | 21650.08 | Non-Ferrous Metals | 3481.1912 |  |  |  | 3481.1912 | [7 empty] | 1747.236 |  |  |  | 0 |  |  |  |  | 506.871 | 0 | [12 empty] | 19.9086 | [19 empty] | 54079.125
Road |  |  | 624185.9 | [5 empty] | 166.85 |  | 624352.75 | Non-Metallic Minerals | 43902.2969 |  |  |  | 43902.2969 | [7 empty] | 375.598 |  |  |  | 0 |  |  |  |  | 15122.7754 | 0 | [8 empty] | 53.9536 |  |  |  | 18.5462 | 238.2485 | [18 empty] | 8843.3457
Rail |  |  | 7235.66 | [5 empty] | 10700.43 |  | 17936.08 | Transport Equipment | 0 | [11 empty] | 14.824 |  |  |  | 0 |  |  |  |  | 654.316 | 0 | [8 empty] | 40.8269 |  |  |  |  | 43.3993 | [18 empty] | 194.114
Pipeline Transport |  |  | 1915.22 | [5 empty] | 286.98 |  | 2202.2 | Machinery | 0 | [11 empty] | 358.181 |  |  |  | 0 |  |  |  |  | 1054.6331 | 0 | [7 empty] | 555.8107 | [5 empty] | 127.0726 | 342.0643 | [17 empty] | 211.6392
Internal Navigation | [10 empty] | - | Mining and Quarrying | 1409.076 |  |  |  | 1409.076 | [7 empty] | 1001.464 |  |  |  | 0 | [5 empty] | 0 | [7 empty] | 135.8573 | 2472.7983 |  |  |  | 458.42 | 49546.2305 | 363.6848 | [17 empty] | 110071.9453
Non-specified (Transport) | 42.93 |  | 11379.77 | [5 empty] | 572.6 |  | 11995.3 | Food and Tobacco | 0 | [11 empty] | 3541.3291 |  |  |  | 0 |  |  |  |  | 3824.4998 | 0 | [8 empty] | 22.0388 |  |  |  | 130.4664 | 414.035 | 54.639 | [17 empty] | 2663.4817
[12 empty] | Paper Pulp and Print | 0 | [11 empty] | 3541.3291 |  |  |  | 0 |  |  |  |  | 624.0017 | 0 | [8 empty] | 0.22572 |  |  |  |  | 90.2219 | 32.5836 | [17 empty] | 4144.8521
Other Sectors | 130050.88 | - | 243247.07 | 1452.8 | - | - | 3869.98 | 28925.76 | 332053.2 | - | 739599.68 | Wood and Wood Products | 0 | [15 empty] | 0 | [5 empty] | 0 | [12 empty] | 0.148 | 45.0117 | [18 empty] | 1197.0249
Agriculture | 1998.24 |  | 149102.99 | [5 empty] | 21484.8 |  | 172586.03 | Construction | 0 | [15 empty] | 0 | [5 empty] | 0 | [8 empty] | 226.615 |  |  |  | 296.8592 | 4742.2988 | 13502.4297 | [17 empty] | 656.5305
Commerce and Public Services | 16510.89 |  | 81574.44 | 1232.3 |  |  |  |  | 133200 |  | 232517.63 | Textile and Leather | 0 | [15 empty] | 0 |  |  |  |  | 14.42 | 0 | [7 empty] | 97.6128 |  |  |  |  | 12.0405 |  | 21.507 | [17 empty] | 593.0059
Residential | 16587.6 |  | 12369.69 | 220.5 |  |  |  | 28925.76 | 174682.8 |  | 232786.34 | Non-specified (Industry) | 130200.7812 |  |  |  | 130200.7812 | [7 empty] | 2038.215 |  |  |  | 396975.3438 | 396975.3438 |  |  |  | 2565.6882 | 0 | [8 empty] | 628.425 |  |  |  | 554.075 | 3183.3669 | 1303.0337 | 10366.7471 | [16 empty] | 101902.0312
Non-specified (Other) | 94954.14 |  | 199.95 |  |  |  | 3869.98 |  | 2685.6 |  | 101709.67 | [17 empty] | 0
[11 empty] | - | Transport Sector | 42.93 | 0 |  | 0 | 42.93 | 0 | 0 | 0 | 0 | 0 | 0 | 0 | 0 | 0 | 0 | 0 | 0 | 0 | 0 | 0 | 0 | 0 | 0 | 0 | 0 | 0 | 0 | 0 | 0 | 0 | 125.9605 | 269378.607 | 14499.7842 | 46116.1592 | 54495.957 | 647.5481 | 374604.9675 | 1223.0258 | 0 | 0 | 0 | 0 | 0 | 0 | 0 | 0 | [6 empty] | 0 | 0 | 0 | 11990.9431 | 0
Non-Energy Use | - | - | 17443.65 | - | - | - | - | - | - | - | 17443.65 | International Civil Aviation | 0 | [15 empty] | 0 | [5 empty] | 0 | [9 empty] | 14499.7842 | 36892.9258 | 43596.7656
Memo:Non-Energy Use Ind/Transf/Ener |  |  | 14990.41 | [7 empty] | 14990.41 | Domestic Air Transport | 0 | [15 empty] | 0 | [5 empty] | 0 | [8 empty] | 479.576 |  | 9223.2334 | 10899.1914 | 17.5025 | 766.4855 | [18 empty] | 264.095
Memo:Non-Energy Use in Transport |  |  | 2453.23 | [7 empty] | 2453.23 | Road | 0 | [15 empty] | 0 | [5 empty] | 0 | [7 empty] | 117.2584 | 266758.4688 |  |  |  | 625.4424 | 356584.5625 | 100.1675 | [17 empty] | 166.8457
Memo:Non-Energy Use in Oth. Sect | [10 empty] | - | Rail | 0 | [15 empty] | 0 | [5 empty] | 0 | [8 empty] | 2049.948 |  |  |  | 0.1258 | 5185.582 | [18 empty] | 10700.4258
[12 empty] | Pipeline Transport | 0 | [15 empty] | 0 | [5 empty] | 0 | [7 empty] | 8.7021 | 27.8761 |  |  |  | 4.4774 | 751.3042 | 1122.8583 | [17 empty] | 286.9808
[12 empty] | Internal Navigation | 0 | [15 empty] | 0 | [5 empty] | 0
Elect.Output in GWh | - | - | - | - | 15743 | 845 | 6207 | 599 | 253225 | - | 276620 | Non-specified (Transport) | 42.93 |  |  |  | 42.93 | [11 empty] | 0 | [5 empty] | 0 | [8 empty] | 62.7382 |  |  |  |  | 11317.0332 | [18 empty] | 572.5958
Elect.Output-public elec. plant |  |  |  |  | 15743 | 704 | 343 |  | 233169.53 |  | 249960
Elect.Output-autoprod. elec. plant | [5 empty] | 140 | 5864 | 599 | 20055.92 |  | 26660 | Other Sectors | 130050.8791 | 0 |  | 0 | 128440.0321 | 0 | 0 | 0 | 0 | 0 | 0 | 0 | 0 | 0 | 0 | 0 | 28925.7578 | 28925.7578 | 0 | 0 | 0 | 1452.7977 | 0 | 0 | 0 | 0 | 0 | 0 | 0 | 0 | 14205.6786 | 131144.8398 | 0 | 0 | 0 | 23128.4775 | 71722.0003 | 3046.0735 | 0 | 0 | 0 | 0 | 0 | 0 | 0 | 0 | [6 empty] | 0 | 0 | 0 | 332053.1956 | 0
Elect.Output-public CHP plant | [10 empty] | - | Agriculture | 1998.243 |  |  |  | 1998.243 | [11 empty] | 0 | [5 empty] | 0 | [7 empty] | 1.0114 | 66733.0938 |  |  |  | 10095.5244 | 71510.4219 | 762.9412 | [17 empty] | 21484.7988
Elect.Output-autoprod. CHP plant | [10 empty] | - | Commerce and Public Services | 16510.8945 |  |  |  | 16510.8945 | [11 empty] | 0 |  |  |  |  | 1232.3005 | 0 | [7 empty] | 1846.6066 | 64411.7461 |  |  |  | 13032.9531 |  | 2283.1323 | [17 empty] | 133200
[12 empty] | Residential | 16587.6015 |  | 76.707 |  | 16510.8945 | [11 empty] | 28925.7578 | 28925.7578 |  |  |  | 220.4971 | 0 | [7 empty] | 12358.0605 | [5 empty] | 11.6296 | [18 empty] | 174682.7969
Heat Output-public CHP plant | [11 empty] | Non-specified (Other) | 94954.14 |  | 1534.14 |  | 93420 | [11 empty] | 0 | [5 empty] | 0 | [13 empty] | 199.9488 | [12 empty] | 3869.98 | [5 empty] | 2685.5999
Heat Output-autoproducer CHP plant
Heat Output-public heat plant | [11 empty] | Non-Energy Use | 49487.0312 | 0 |  | 0 | 49487.0312 | 0 | 0 | 0 | 0 | 0 | 0 | 0 | 0 | 0 | 0 | 0 | 0 | 0 | 0 | 0 | 0 | 0 | 0 | [16 empty] | 3838.9572 | 5358.6599 | 14421.7487 | 399.588
Heat Output-autoprod. heat plant | [11 empty] | Memo:Non-Energy Use Ind/Transf/Ener | 0 | [15 empty] | 0 | [5 empty] | 0 | [16 empty] | 2076.97 | 1163.3879 | 11459.0088 | 291.048
Heat Output in TJ | - | - | - | - | - | - | - | - | - | - | - | Memo:Non-Energy Use in Transport | 0 | [15 empty] | 0 | [5 empty] | 0 | [16 empty] | 350.7711 | 1683.5759 | 314.766 | 104.118
[12 empty] | Memo:Non-Energy Use in Oth.Sect. | 0 | [15 empty] | 0 | [5 empty] | 0 | [16 empty] | 1411.2161 | 2511.696 | 2647.9739 | 4.422
[12 empty] | Memo:Feedst.Use in Petchem. Ind. | 49487.0312 |  |  |  | 49487.0312 | [11 empty] | 0 | [5 empty] | 0
0
[12 empty] | Elect.Output in GWh | 0 | 0 |  | 0 | 0 | 0 | 0 | 0 | 0 | 0 | 0 | 0 | 0 | 0 | 0 | 0 | 299.67 | 299.67 | 0 | 0 | 0 | 0 | 0 | 0 | 0 | 0 | 0 | 0 | 0 | 0 | 0 | 0 | 0 | 0 | 0 | 0 | 0 | 0 | 0 | 0 | 0 | 0 | 0 | 0 | 0 | 0 | 15743.1902 | 844.612 | 0 | 1074.9944 | 0 | 5132.16 | 0 | 0 | 0 | 253225.4532 | 0
[12 empty] | Elect.Output-public elec. plant | 0 | [15 empty] | 0 | [5 empty] | 0 | [23 empty] | 15743.1902 | 704.262 |  |  |  | 342.69 |  |  |  | 233169.5329
[12 empty] | Elect.Output-autoprod. elec. plant | 0 | [15 empty] | 299.67 | 299.67 |  |  |  |  | 0 | [24 empty] | 140.35 |  | 1074.9944 |  | 4789.47 |  |  |  | 20055.9203
[12 empty] | Elect.Output-public CHP plant | 0 | [15 empty] | 0 | [5 empty] | 0
[12 empty] | Elect.Output-autoprod. CHP plant | 0 | [15 empty] | 0 | [5 empty] | 0
[12 empty] | Heat Output-public CHP plant | 0 | [15 empty] | 0 | [5 empty] | 0
[12 empty] | Heat Output-autoproducer CHP plant | 0 | [15 empty] | 0 | [5 empty] | 0
[12 empty] | Heat Output-public heat plant | 0 | [15 empty] | 0 | [5 empty] | 0
[12 empty] | Heat Output-autoprod. heat plant | 0 | [15 empty] | 0 | [5 empty] | 0
[12 empty] | Heat Output in TJ | 0 | 0 |  | 0 | 0 | 0 | 0 | 0 | 0 | 0 | 0 | 0 | 0 | 0 | 0 | 0 | 0 | 0 | 0 | 0 | 0 | 0 | 0 | 0 | 0 | 0 | 0 | 0 | 0 | 0 | 0 | 0 | 0 | 0 | 0 | 0 | 0 | 0 | 0 | 0 | 0 | 0 | 0 | 0 | 0 | 0 | 0 | 0 | 0 | 0 | 0 | 0 | 0 | 0 | 0 | 0 | 0
[12 empty] | Pumped Hydro Production | [22 empty] | 0 | [24 empty] | 14584.6594 | [7 empty] | 14584.6594
[12 empty] | Memo: Gas vented | [22 empty] | 0
[12 empty] | Memo: Gas flared | [22 empty] | 0
[12 empty] | Memo: Energy use for Gold Mining | [22 empty] | 0
[12 empty] | Memo: Energy use for Other Mining | [22 empty] | 0

## elec
elec
StatsSA P1
|  | 2000 | 2001 | 2002 | 2003 | 2004 | 2005 | 2006 | 2007 | 2008 | 2009 | 2010 | 2011 | 2012 | 2013 | 2014 | 2015 | 2016 | 2017 | 2018 | 2019
Total - All producers | Electricity produced | 210670 | 210100 | 220575 | 234229 | 244605 | 244922 | 253798 | 263479 | 258291 | 249557 | 259601 | 262538 | 257919 | 256137 | 254765 | 250390 | 253075 | 255432 | 256336 | 252578
Total - All producers | Purchased outside South Africa (import) | 4719 | 7247 | 7873 | 6739 | 8026 | 9199 | 9782 | 11348 | 10572 | 12295 | 12193 | 11890 | 10006 | 9428 | 11177 | 13059 | 10555 | 8568 | 9687 | 9804
Total - All producers | Consumed in power stations and auxiliary systems | 15719 | 14767 | 15480 | 17373 | 18240 | 17978 | 18491 | 19163 | 18767 | 18205 | 18851 | 18937 | 18716 | 18470 | 18474 | 17984 | 18534 | 19128 | 19834 | 20067
Total - All producers | Sold outside South Africa (export) | 4007 | 6519 | 6950 | 10136 | 12453 | 12884 | 13766 | 14496 | 14168 | 14052 | 14668 | 14964 | 15035 | 13929 | 13836 | 14609 | 16549 | 15201 | 14386 | 14977
Total - All producers | Electricity available for distribution in South Africa | 195660 | 196063 | 206020 | 213460 | 221939 | 223255 | 231323 | 241170 | 235924 | 229599 | 238272 | 240528 | 234174 | 233169 | 233631 | 230857 | 228546 | 229669 | 231805 | 227336
Eskom | Electricity produced | 200357 | 200758 | 209402 | 222678 | 233153 | 233184 | 243594 | 252938 | 247773 | 241093 | 251257 | 251746 | 247516 | 244851 | 240401 | 233633 | 234001 | 234258 | 233136 | 228480
Eskom | Purchased outside South Africa (import) | 4719 | 7247 | 7873 | 6739 | 8026 | 9199 | 9782 | 11348 | 10572 | 12295 | 12193 | 11890 | 10006 | 9428 | 11177 | 13059 | 10555 | 8568 | 9687 | 9804
Eskom | Consumed in power stations and auxiliary systems | 14581 | 13622 | 14269 | 16244 | 17185 | 16888 | 17569 | 18335 | 17741 | 17383 | 18070 | 18134 | 17870 | 17684 | 17591 | 17100 | 17686 | 18313 | 18989 | 19154
Eskom | Sold outside South Africa (export) | 4007 | 6519 | 6950 | 10136 | 12453 | 12884 | 13766 | 14496 | 14168 | 14052 | 14668 | 14964 | 15035 | 13929 | 13836 | 14609 | 16549 | 15201 | 14386 | 14977
Eskom | Electricity available for distribution in South Africa | 186485 | 187863 | 196058 | 203037 | 211543 | 212613 | 222039 | 231457 | 226433 | 221955 | 230709 | 230541 | 224620 | 222668 | 220149 | 214984 | 210320 | 209310 | 209446 | 204153
Electricity distributed | Western Cape | 0 | 0 | 20269 | 21009 | 21942 | 22471 | 22660 | 23836 | 23478 | 22994 | 23340 | 23495 | 23675 | 23202 | 23259 | 23103 | 22845 | 23014 | 22635 | 22601
Electricity distributed | Eastern Cape | 0 | 0 | 5920 | 6281 | 6628 | 6677 | 6783 | 7290 | 7321 | 7088 | 7526 | 7726 | 7876 | 7854 | 8637 | 8772 | 9143 | 9217 | 8930 | 8911
Electricity distributed | Northern Cape | 0 | 0 | 4599 | 4763 | 5121 | 5219 | 5181 | 5243 | 5214 | 5062 | 5138 | 5330 | 5627 | 5975 | 5960 | 6018 | 5591 | 6061 | 6223 | 6476
Electricity distributed | Free State | 0 | 0 | 10953 | 11121 | 10984 | 10725 | 10315 | 10446 | 10000 | 9727 | 9863 | 9765 | 9544 | 10214 | 10346 | 10226 | 10241 | 10101 | 9853 | 9825
Electricity distributed | KwaZulu-Natal | 0 | 0 | 39128 | 40617 | 43190 | 44204 | 46063 | 47271 | 45604 | 45669 | 46032 | 46150 | 44084 | 44860 | 43118 | 41868 | 41336 | 42617 | 42752 | 42213
Electricity distributed | North west | 0 | 0 | 26686 | 28147 | 28481 | 28007 | 28392 | 30606 | 29898 | 28333 | 30993 | 30573 | 29541 | 29358 | 25794 | 28251 | 28944 | 29169 | 29810 | 28018
Electricity distributed | Gauteng | 0 | 0 | 54036 | 55497 | 57478 | 57456 | 60682 | 62549 | 61282 | 59643 | 60831 | 62113 | 59595 | 58948 | 60130 | 57392 | 57106 | 57566 | 57811 | 56491
Electricity distributed | Mpumalanga | 0 | 0 | 30430 | 30205 | 31686 | 31110 | 32301 | 34072 | 33332 | 30852 | 33123 | 33704 | 33863 | 33392 | 37324 | 35438 | 34049 | 34019 | 34259 | 33905
Electricity distributed | Limpopo | 0 | 0 | 8616 | 9503 | 9978 | 10496 | 11459 | 12306 | 12328 | 12180 | 13544 | 13904 | 13501 | 13771 | 13538 | 13629 | 13514 | 13365 | 14596 | 14709
Bruno calcs in "eskom electricity 2017 18" compared to DMRE
2017 | DMRE TJ | 2000: DMRE GWh; 2001: Bruno Eskom (excl munics total sales); 2002: Bruno Eskom (excl munics dsitributed); 2003: Bruno Eskom munics; 2004: Total Bruno (distributed); 2006: NDC
Industry Sector | 275514.17 | 2000: 76531.7139; 2001: 47854; 2002: 47854; 2003: 20247; 2004: 68101; 2005: 245163.6; 2006: 68101
Ferro Alloys
Iron & Steel
Chemicals
Precious & Non-Ferrous metals
N.M.M Products (incl. bricks)
Food, Beverage & Tabacco
Pulp & Paper Products
Other | 110071.95 | 2000: 30575.5417; 2001: 30235; 2002: 30235; 2003: 50; 2004: 30285; 2005: 98386; 2006: 30285
Transport Sector | 11990.94 | 2000: 3330.8167; 2001: 3148; 2002: 3148; 2003: 334; 2004: 3482; 2006: 3482
Agriculture | 21484.8 | 2000: 5968; 2001: 5711; 2002: 5711; 2003: 59; 2004: 5770; 2006: 5770
Commerce and Public Services | 133200 | 2000: 37000; 2001: 10539; 2002: 10539; 2003: 28083; 2004: 38622; 2006: 38622
Residential | 174682.8 | 2000: 48523; 2001: 12302; 2002: 12302; 2003: 28436; 2004: 40738; 2006: 40738
Non-specified (Other) | 2685.6 | 2000: 746; 2004: 0
Exports | 59576.4 | 2000: 16549; 2001: 15268; 2002: 15268; 2004: 15268
Government |  | 2000: 0; 2001: 87133; 2002: 77209
Eskom internal |  | 2000: 0; 2001: 607; 2002: 607; 2004: 607
Total | 789206.66 | 2000: 219224.0722; 2001: 212190; 2002: 202266; 2003: 77209; 2004: 202873
Import | -37998 | 2000: -10555
|  |  | 109789 | 109789 |  | 186998 |  | 186998
DMRE 2017 EB
Generation | TJ | 2000: GWh
DMRE ESKom | 839410.31 | 2000: 233169.5306
DMRE Auto | 72201.31 | 2000: 20055.9194
DMRE refin | 44655.41 | 2000: 12404.2806
DMRE dist losses | 75909.61 | 2000: 21086.0028
DMRE final consumption | 729630.26 | 2000: 202675.0722

## EskomSales
Year | Eskom_Mining | Eskom_Manufacturing | Eskom_Commercial | Eskom_Traction | Eskom_Agriculture | Eskom_Residential | Eskom_Redistributors | Eskom_International | Eskom_Internal | Eskom_Total_Sales | Source |  |  | From Eskom
1980 | 25882 | 29373 | 987 | 4455 | 1495 | 906 | 26923 | 0 | 0 | 90021 | Statistical Report |  |  | Line Losses | Sectors
1981 | 27131 | 31091 | 1566 | 4660 | 1704 | 1002 | 29961 | 0 | 0 | 97115 |  |  |  | 18% | Residential | 40�738
1982 | 27372 | 30959 | 599 | 4436 | 1915 | 1020 | 32349 | 0 | 0 | 98650 |  |  |  | 9% | Commercial | 38�622
1983 | 28021 | 32286 | 619 | 4137 | 2051 | 1078 | 32729 | 0 | 0 | 100921 |  |  |  | 13% | Agriculture | 5�770
1984 | 29506 | 36119 | 662 | 4595 | 2295 | 1144 | 35541 | 0 | 0 | 109862 |  |  |  | 5% | Industry | 98�386
1985 | 30849 | 38215 | 472 | 4587 | 2665 | 1204 | 37451 | 0 | 0 | 115443 |  |  |  | 4% | Transport | 3�482
1986 | 31860 | 39170 | 462 | 4501 | 2863 | 1252 | 40570 | 0 | 0 | 120678
1987 | 32849 | 35262 | 461 | 4049 | 3022 | 1279 | 45418 | 0 | 645 | 122985 |  |  |  | 8.88% |  | 186998.1
1988 | 34229 | 36016 | 450 | 4138 | 3151 | 1357 | 49812 | 0 | 467 | 129620 |  |  |  | 20% | Export | 6897.269
1989 | 34661 | 35452 | 368 | 4229 | 3438 | 1221 | 54422 | 0 | 556 | 134347 | Annual Report
1990 | 33363 | 34152 | 340 | 3958 | 3641 | 1081 | 59076 | 0 | 557 | 136168 | [5 empty] | Eskom |  | Munics |  | Munics including Eskom to Munic losses
1991 | 31366 | 35470 | 344 | 3685 | 3711 | 1138 | 62482 | 0 | 491 | 138687 | [5 empty] | GWh | losses | GWh | losses |  | Weighted average with Eskom
1992 | 30840 | 34034 | 379 | 3568 | 4038 | 1604 | 62417 | 776 | 470 | 138126 |  |  |  |  | Residential | 11�748 | 18% | 17�361 | 19% | 25.5% | 22.6%
1993 | 30998 | 37467 | 493 | 3365 | 3149 | 2778 | 63591 | 1565 | 394 | 143800 |  |  |  |  | Commercial | 11�165 | 9% | 17�007 | 10% | 16% | 13.1%
1994 | 31619 | 40394 | 478 | 3494 | 3255 | 3660 | 64584 | 1583 | 376 | 149443 |  |  |  |  | Agriculture | 5�796 | 13% |  | 13% | 19.1% | 13%
1995 | 31293 | 42244 | 579 | 3522 | 3383 | 3906 | 66421 | 1832 | 367 | 153547 |  |  |  |  | Industry | 77�689 | 5% | 19�747 | 6% | 11.8% | 6.4%
1996 | 31188 | 47451 | 654 | 3458 | 3239 | 4753 | 69905 | 4441 | 281 | 165370 |  |  |  |  | Transport | 2�831 | 4% | 334 | 4% | 10% | 4.9%
1997 | 33077 | 52236 | 979 | 3406 | 3402 | 5494 | 68109 | 5513 | 334 | 172550 |  |  |  |  | Export | 12�461 | 20%
1998 | 31645 | 53683 | 801 | 3439 | 3725 | 5989 | 68666 | 3197 | 309 | 171454 |  |  |  |  | Redist | 87�236 | 5.7%
1999 | 31505 | 54240 | 768 | 3180 | 3890 | 6057 | 69374 | 4099 | 309 | 173422 |  |  |  |  | wo redist | 121�690 | 8.5%
2000 | 31402 | 55878 | 792 | 3329 | 3813 | 6308 | 72307 | 4095 | 268 | 178192 |  |  |  |  | w redist | 208�926 | 7.3% | 54�449
2001 | 31923 | 48664 | 6407 | 3481 | 4224 | 7301 | 72189 | 6996 | 326 | 181511 |  |  |  |  | trans |  | 3.9%
2002 | 32549 | 51581 | 6483 | 3259 | 4009 | 7888 | 74636 | 7184 | 368 | 187957 |  |  |  |  | total |  | 11.5% |  | 11.4%
2003 | 33372 | 53657 | 6993 | 3182 | 4358 | 8015 | 76825 | 10173 | 404 | 196980 | Topline |  |  | Munics |  |  |  | check | 11.4% |  | from eskom integrated report 2019 pg 94
2004 | 32863 | 57298 | 7300 | 3189 | 4381 | 8289 | 80514 | 12966 | 400 | 207200 |  |  | With Eskom Losses added
2005 | 31609 | 56724 | 7409 | 3158 | 4501 | 8565 | 81261 | 12983 | 397 | 206607 |  |  |  |  | Residential
2006 | 32491 | 58909 | 7602 | 3052 | 4435 | 9674 | 85774 | 13420 | 448 | 215805 |  |  |  |  | Commercial
2007 | 32550 | 62058 | 8370 | 3031 | 4987 | 10199 | 89721 | 13960 | 450 | 225326 |  |  |  |  | Agriculture
2008 | 32306 | 58222 | 8538 | 2977 | 4907 | 10476 | 88716 | 13017 | 354 | 219512 |  |  |  |  | Industry
2009 | 31702 | 52466 | 8826 | 2743 | 4894 | 10293 | 89842 | 12988 | 385 | 214140 |  |  |  |  | Transport
2010 | 32201 | 59152 | 8986 | 2868 | 5043 | 10565 | 91142 | 13269 | 352 | 223580 |  |  |  |  | Total
2011 | 32818 | 59644 | 9171 | 3081 | 4955 | 10464 | 92332 | 13174 | 412 | 226052
2012 | 31662 | 53460 | 9474 | 3334 | 5188 | 10378 | 91858 | 13921 | 462 | 219738
2013 | 31464 | 52883 | 9629 | 2974 | 5251 | 10870 | 91045 | 12408 | 463 | 216987
2014 | 29342 | 54150 | 9696 | 3139 | 5214 | 11499 | 91167 | 12075 | 573 | 216855
2015 | 30704 | 51010 | 9973 | 2906 | 5657 | 11768 | 89569 | 12551 | 746 | 214885
2016 | 30609 | 48298 | 10292 | 2826 | 5623 | 12012 | 90178 | 15761 | 607 | 216206 |  | Total excl.exports |  | #######
2017 | 30235 | 47854 | 10539 | 3148 | 5711 | 12302 | 87133 | 15268 | 607 | 212797 |  | 196�922
2018 | 28972 | 48717 | 10558 | 2831 | 5796 | 11748 | 87236 | 12461 | 607 | 208926 |  | 195�858 | -0.54% | from Nersa stats 2012
Distributed | 28972 | 48717 | 10558 | 2831 | 5796 | 11748 | 77209 | 12461 | 607 | 198899 |  | 185�225
| 5% | 5% | 8.6% | 4.3% | 13% | 18.4% | 11.4% | 20% | 8.6%
Eskom->Munic losses | [6 empty] | 5.46%
Into Dx | 30494 | 51276 | 11547 | 2958 | 6659 | 14392 | 92168 | 15576 | 663 | 225735
Tx Losses | 3.9% | 3.9% | 3.9% | 3.9% | 3.9% | 3.9% | 3.9% | 3.9% | 3.9%
Into Tx | 31732 | 53357 | 12016 | 3078 | 6929 | 14977 | 95908 | 16208 | 690 | 234896 | 235188 | 291.62
Assuming 3.9% transmission losses (as per NERSA 2012), we need a 5.5% loss assumed for the link between Eskom and Municipal distributors as done above
2017 | Mining | Other Industry | Commerce | Transport | Agriculture | Residential
Eskom Rest of Country | 30209 | 47307 | 9703 | 3021 | 5593 | 11299 | Eskom sales |  |  | 107132 | 109789
Eskom Sales to Cape Town area (From Zanie) | 26 | 547 | 836 | 127 | 118 | 1003 |  |  |  | 2657
Cape Town Metro |  | 1252 | 4499 |  |  | 2944 |  |  |  | 8694 | 77209.15
Other Metros |  | 18495 | 12509 | 334 |  | 14417 |  |  |  | 45755
Balance of munics | 50 | 500 | 11075 |  | 59 | 11075 |  |  |  | 22760
Total | 30285 | 68101 | 38622 | 3482 | 5770 | 40738 |  |  |  | 186998
| 16% | 36% | 21% | 2% | 3% | 22% | [5 empty] | 20027.412
ERC 2012 | 29893 | 85388 | 41620 | 3148 | 5547 | 43946 |  |  |  | 209542 |  | 24319
| 14% | 41% | 20% | 2% | 3% | 21%
Total Metros | 50 | 20247 | 28083 | 334 | 59 | 28436 |  |  |  | 77209 | 186998
Re-arranged for SSEG model 2017
|  | Industry | Commerc | Transport | Agriculture | Residential |  |  |  | 186821
Cape Town Metro |  | 1942 | 5335 | 127 |  | 3947 |  |  |  | 11351
Other Metros |  | 18495 | 12509 | 334 |  | 14417 |  |  |  | 45755
Rest of South Africa |  | 77949 | 20778 | 3021 | 5593 | 22374 | 186821 |  |  | 129715
Re-arranged for SSEG model 2018
|  | Industry | Commerc | Transport | Agriculture | Residential |  |  |  | 185835 | -0.53%
Cape Town Metro |  | 1912 | 5169 | 127 |  | 3838 |  |  |  | 11046
Other Metros |  | 18495 | 12696 | 334 |  | 14417 |  |  |  | 45942 |  |  |  | 2012 | EC | 673 | 10 | 15 | 942 | 753 | 633 | 11 | 11 | 274 | 847 | 2 | 257 | 56 | 89 | 2 | 1 | 317 | 1 | 952 | 2 | 386 | 258 | 35 | 62 | 1 | 594 | 355 | - | - | 726 | 322 | 794 | - | - | * | 307 | 94
Rest of South Africa |  | 77549 | 20863 | 3021 | 5593 | 21820 |  |  |  | 128846 |  |  |  | 2012 | FS | 490 | 160 | 3 | 753 | 872 | 466 | 843 | 1 | 708 | 18 | 1 | 152 | 15 | 837 | - | - | 1 | 817 | 585 | 781 | 17 | 948 | 1 | 236 | 388 | - | - | 2 | 400 | 15 | 899 | - | - | * | 191 | 949
Total |  | 97955 | 38729 | 3482 | 5593 | 40075 |  | 12461 |  | 185835 |  |  |  | 2012 | GP | 1 | 639 | 607 | 34 | 348 | 169 | 1 | 559 | 365 | 10 | 471 | 676 | 9 | 673 | 200 | 354 | 16 | 44 | 990 | 10 | 199 | 11 | 800 | 466 | 57 | 601 | 11 | 244 | 801 | - | - | 2 | 749 | 22 | 125 | 4 | 74 | 908 | * | 488 | 849
Losses |  | 6.4% | 13.1% | 4.9% | 13% | 22.6% |  | 20% | 9% |  |  |  |  | 2012 | KZN | 915 | 114 | 16 | 102 | 344 | 843 | 680 | 4 | 646 | 220 | 96 | 9 | 934 | 4 | 3 | 141 | 2 | 803 | 7 | 201 | 513 | 65 | 264 | 3 | 487 | 708 | 3 | 173 | 987 | 3 | 264 | 143 | 197 | - | - | * | 436 | 644
Into Dx |  | 104619 | 44547 | 3662 | 6426 | 51793 |  | 15576 |  | 211047 |  |  |  | 2012 | LIMP | 180 | 701 | 2 | 612 | 654 | 160 | 396 | 1 | 308 | 978 | 5 | 289 | 175 | 169 | - | - | 3 | 722 | 618 | 618 | 11 | 113 | 416 | 429 | 2 | 267 | 179 | 25 | 393 | - | - | * | 67 | 800
|  | 3.9% | 3.9% | 3.9% | 3.9% | 3.9% | [7 empty] | 2012 | MP | 305 | 426 | 2 | 851 | 607 | 293 | 109 | 1 | 187 | 675 | 353 | 22 | 759 | 1 | 14 | 842 | 996 | 500 | 737 | 10 | 518 | 976 | 290 | 83 | 56 | 948 | 366 | 16 | 793 | - | - | * | 75 | 563
Into Tx |  | 108865 | 46355 | 3810 | 6687 | 53895 |  | 15576 |  | 235188 | 235188 | 0 |  | 2012 | NC | 144 | 699 | 1 | 61 | 979 | 135 | 11 | 522 | 863 | 191 | 4 | 345 | 1 | 5 | 0 | 989 | 210 | 215 | 7 | 956 | 220 | 619 | 17 | 4 | 271 | 534 | 31 | 241 | - | - | * | 63 | 425
[14 empty] | 2012 | NW | 222 | 677 | 4 | 268 | 590 | 198 | 591 | 1 | 218 | 326 | 2 | 316 | 52 | 590 | - | - | 2 | 66 | 549 | 643 | 17 | 780 | 2 | 225 | 115 | - | - | 1 | 952 | 76 | 144 | - | - | * | 146 | 772
[14 empty] | 2012 | WC | 983 | 17 | 15 | 595 | 621 | 921 | 319 | 5 | 761 | 584 | 3 | 123 | 289 | 22 | - | - | 3 | 742 | 2 | 696 | 940 | 54 | 361 | 6 | 312 | 930 | 3 | 662 | 234 | 6 | 431 | 235 | 15 | 654 | * | 512 | 398
[16 empty] | Customers | GWh | Losses 2012
[14 empty] | 2012 | EC | 673�010 | 15�943 | 12%
[14 empty] | 2012 | FS | 490�160 | 3�754 | 14%
[14 empty] | 2012 | GP | 1�639 | 34�348 | 14%
[14 empty] | 2012 | KZN | 915�114 | 16�102 | 9%
[14 empty] | 2012 | LIMP | 180�701 | 2�613 | 14%
[14 empty] | 2012 | MP | 305�426 | 2�852 | 25%
[14 empty] | 2012 | NC | 144�699 | 1�062 | 19%
[14 empty] | 2012 | NW | 222�677 | 4�269 | 14%
[14 empty] | 2012 | WC | 983�017 | 15�596 | 10%
[14 empty] | 2012 | Private |  | 13�580 | 3%
[17 empty] | 110�118 | 11.4%
This is higher than sales to redistributors so can't use this directly to estimate losses.

## coal
Summary comparison
Coal | NB this also has coking coal,not sure where this sits in the inventory | [6 empty] | Coking coal
2017 | DMRE TJ | DEFF Fuel consumption study | DEFF Inventory | NDC |  | Checked with |  | this is a bit of a mess
Industry Sector | 308228.55 | 1225231.7302 | 322366 | 322366 |  |  |  | We have indigenous production of coking coal in the DMRE EB, but no imports, and no use of it by industry?
Mining and Quarrying | 1409.08 | 0 | 0 | 1409.08
Transport Sector | 42.93 | 0 | 0 | 42.93
Agriculture | 1998.24 | 0 | 1403 | 1998.24
Commerce and Public Services | 16510.89 | 4687.2644 | 26655 | 26655
Residential | 16587.6 | 15617.1206 | 294415 | 15617.1206 |  | Alison - this to change as agreed with DEFF - we will use the Fuel study number
Non-specified (Other) | 94954.14 | 0 | 0 | 71643.0594 |  | Unallocated - to be split between sector sthat don't currently have coal allocated, but should have coal allocated in industry
Export | -1964835.07 | 0 | 0 | 368088.3706
Import | 33112.88
Electricity Plant | -2466073.75 | 2290445.7975
Autoproducer Electricity Plant | -7562.03
Liquefaction | -861176.88
Total sectors | 439731.43 | 1245536.1151 | 644839 | 368088.3706
Total | 5739379.16
Indigenous Production | 5972638.59
Total Final Consumption | 439731.44
DEFF inventory
Production in physical units | underground |  | #REF!
| surface |  | #REF!
DMRE EB 2017
Production in physical units
DEFF fuel consumtion study, "database" sheet
SIC4 | ISIC DESCRIPTION | STATSSA SUT (Newly Compiled) | MAPPING | 2012 | 2013 | 2014 | 2015 | 2016 | 2017 | 2018 |  | ISIC DESCRIPTION | 2000 | 2001 | 2002 | 2003 | 2004 | 2005 | 2006 | 2007 | 2008 | 2009 | 2010 | 2011 | 2012 | 2013 | 2014 | 2015 | 2016 | 2017 | 2018
Only sectors using coal included below | Only sectors using coal included below
A01 | Crop and animal production, hunting and related service activities | Agriculture |  | 219.834 | 417.555 | 647.19 | 1403.217 | 849.096 | * | * |  | Crop and animal production, hunting and related service activities | #NAME? | #NAME? | #NAME? | #NAME? | #NAME? | #NAME? | #NAME? | #NAME? | #NAME? | #NAME? | #NAME? | #NAME? | #NAME? | #NAME? | #NAME? | #NAME? | #NAME? | #NAME? | #NAME?
A02 | Forestry and logging | Forestry |  | 0 | 0 | 0 | 0 | 0 | * | * |  | Forestry and logging | #NAME? | #NAME? | #NAME? | #NAME? | #NAME? | #NAME? | #NAME? | #NAME? | #NAME? | #NAME? | #NAME? | #NAME? | #NAME? | #NAME? | #NAME? | #NAME? | #NAME? | #NAME? | #NAME?
A03 | Fishing and aquaculture | Fishing |  | 0 | 0 | 0 | 0 | 0 | * | * |  | Fishing and aquaculture | #NAME? | #NAME? | #NAME? | #NAME? | #NAME? | #NAME? | #NAME? | #NAME? | #NAME? | #NAME? | #NAME? | #NAME? | #NAME? | #NAME? | #NAME? | #NAME? | #NAME? | #NAME? | #NAME?
B05 | Mining of coal and lignite | Mining of coal and lignite |  | 20.8726 | 1.1251 | 0.42996 | 7.8924 | 10.5863 | * | * |  | Mining of coal and lignite | #NAME? | #NAME? | #NAME? | #NAME? | #NAME? | #NAME? | #NAME? | #NAME? | #NAME? | #NAME? | #NAME? | #NAME? | #NAME? | #NAME? | #NAME? | #NAME? | #NAME? | #NAME? | #NAME?
B07 | Mining of metal ores | Mining of metal ores |  | 9039.7503 | 488.9324 | 210.82 | 3710.4394 | 5206.5026 | * | * |  | Mining of metal ores | #NAME? | #NAME? | #NAME? | #NAME? | #NAME? | #NAME? | #NAME? | #NAME? | #NAME? | #NAME? | #NAME? | #NAME? | #NAME? | #NAME? | #NAME? | #NAME? | #NAME? | #NAME? | #NAME?
B08 | Other mining and quarrying | Other mining and quarrying |  | 1390.6457 | 89.4165 | 35.9621 | 706.3206 | 1008.058 | * | * |  | Other mining and quarrying | #NAME? | #NAME? | #NAME? | #NAME? | #NAME? | #NAME? | #NAME? | #NAME? | #NAME? | #NAME? | #NAME? | #NAME? | #NAME? | #NAME? | #NAME? | #NAME? | #NAME? | #NAME? | #NAME?
C10 | Manufacture of food products | Food | Industry Sector | #NAME? | #NAME? | 7186.482 | 6819.6978 | 6874.1055 | 7296.5124 | 6687.5058 | Corrected as per MS | Manufacture of food products | #NAME? | #NAME? | #NAME? | #NAME? | #NAME? | #NAME? | #NAME? | #NAME? | #NAME? | #NAME? | #NAME? | #NAME? | #NAME? | #NAME? | #NAME? | #NAME? | #NAME? | #NAME? | #NAME?
C11 | Manufacture of beverages | Beverages |  | 0 | 0 | 0 | 0 | 0 | * | * |  | Manufacture of beverages | #NAME? | #NAME? | #NAME? | #NAME? | #NAME? | #NAME? | #NAME? | #NAME? | #NAME? | #NAME? | #NAME? | #NAME? | #NAME? | #NAME? | #NAME? | #NAME? | #NAME? | #NAME? | #NAME?
C12 | Manufacture of tobacco products | Tobacco |  | 0 | 0 | 0 | 0 | 0 | * | * |  | Manufacture of tobacco products | #NAME? | #NAME? | #NAME? | #NAME? | #NAME? | #NAME? | #NAME? | #NAME? | #NAME? | #NAME? | #NAME? | #NAME? | #NAME? | #NAME? | #NAME? | #NAME? | #NAME? | #NAME? | #NAME?
C13 | Manufacture of textiles | Spinning, weaving and finishing of textiles |  | 0 | 0 | 0 | 0 | 0 | * | * |  | Manufacture of textiles | #NAME? | #NAME? | #NAME? | #NAME? | #NAME? | #NAME? | #NAME? | #NAME? | #NAME? | #NAME? | #NAME? | #NAME? | #NAME? | #NAME? | #NAME? | #NAME? | #NAME? | #NAME? | #NAME?
C14 | Manufacture of wearing apparel | Knitted, crouched fabrics, wearing apparel, fur articles |  | 0 | 0 | 0 | 0 | 0 | * | * |  | Manufacture of wearing apparel | #NAME? | #NAME? | #NAME? | #NAME? | #NAME? | #NAME? | #NAME? | #NAME? | #NAME? | #NAME? | #NAME? | #NAME? | #NAME? | #NAME? | #NAME? | #NAME? | #NAME? | #NAME? | #NAME?
C15 | Manufacture of leather and related products | Tanning and dressing of leather |  | 0 | 0 | 0 | 0 | 0 | * | * |  | Manufacture of leather and related products | #NAME? | #NAME? | #NAME? | #NAME? | #NAME? | #NAME? | #NAME? | #NAME? | #NAME? | #NAME? | #NAME? | #NAME? | #NAME? | #NAME? | #NAME? | #NAME? | #NAME? | #NAME? | #NAME?
C16 | Manufacture of wood and of products of wood and cork, except furniture; manufacture of articles of straw and plaiting materials | Sawmilling, planing of wood, cork, straw |  | 0 | 0 | 0 | 0 | 0 | * | * |  | Manufacture of wood and of products of wood and cork, except furniture; manufacture of articles of straw and plaiting materials | #NAME? | #NAME? | #NAME? | #NAME? | #NAME? | #NAME? | #NAME? | #NAME? | #NAME? | #NAME? | #NAME? | #NAME? | #NAME? | #NAME? | #NAME? | #NAME? | #NAME? | #NAME? | #NAME?
C17 | Manufacture of paper and paper products | Paper | Industry Sector | 10756.6056 | 9899.9634 | 10468.6781 | 10866.2119 | 9966.8896 | 10597.9271 | * | Corrected as per MS | Manufacture of paper and paper products | #NAME? | #NAME? | #NAME? | #NAME? | #NAME? | #NAME? | #NAME? | #NAME? | #NAME? | #NAME? | #NAME? | #NAME? | #NAME? | #NAME? | #NAME? | #NAME? | #NAME? | #NAME? | #NAME?
C18 | Printing and reproduction of recorded media | Publishing, printing, recorded media |  | 0 | 0 | 0 | 0 | 0 | * | * |  | Printing and reproduction of recorded media | #NAME? | #NAME? | #NAME? | #NAME? | #NAME? | #NAME? | #NAME? | #NAME? | #NAME? | #NAME? | #NAME? | #NAME? | #NAME? | #NAME? | #NAME? | #NAME? | #NAME? | #NAME? | #NAME?
D19 | Manufacture of coke and refined petroleum products | Coke oven | Industry Sector | 40621.1511 | 41785.0809 | 41707.4856 | 38797.661 | 40310.7698 | 43724.964 | 45005.2868 | Corrected as per MS | Manufacture of coke and refined petroleum products | #NAME? | #NAME? | #NAME? | #NAME? | #NAME? | #NAME? | #NAME? | #NAME? | #NAME? | #NAME? | #NAME? | #NAME? | #NAME? | #NAME? | #NAME? | #NAME? | #NAME? | #NAME? | #NAME?
D19 | Manufacture of coke and refined petroleum products | Liquefaction | Industry Sector | 895576.4375 | 855903.16 | 889177.6184 | 863646.1422 | 878545.6457 | 853262.9949 | 851458.9676 | Corrected as per MS | Manufacture of coke and refined petroleum products | #NAME? | #NAME? | #NAME? | #NAME? | #NAME? | #NAME? | #NAME? | #NAME? | #NAME? | #NAME? | #NAME? | #NAME? | #NAME? | #NAME? | #NAME? | #NAME? | #NAME? | #NAME? | #NAME?
D19 | Manufacture of coke and refined petroleum products | Petroleum refineries |  | 0 | 0 | 0 | 0 | 0 | * | * |  | Manufacture of coke and refined petroleum products | #NAME? | #NAME? | #NAME? | #NAME? | #NAME? | #NAME? | #NAME? | #NAME? | #NAME? | #NAME? | #NAME? | #NAME? | #NAME? | #NAME? | #NAME? | #NAME? | #NAME? | #NAME? | #NAME?
D19 | Manufacture of Solid Fuels and Other Energy Industries | Petrochem own use of energy | Industry Sector | 235896.8716 | 225446.84 | 206752.3816 | 212843.8578 | 222244.3543 | 215937.0051 | 215311.0324 | Corrected as per MS, excl electricity | Manufacture of Solid Fuels and Other Energy Industries | #NAME? | #NAME? | #NAME? | #NAME? | #NAME? | #NAME? | #NAME? | #NAME? | #NAME? | #NAME? | #NAME? | #NAME? | #NAME? | #NAME? | #NAME? | #NAME? | #NAME? | #NAME? | #NAME?
C20 | Manufacture of chemicals and chemical products | Nuclear fuel, basic chemicals |  | 0 | 0 | 0 | 0 | 0 | * | * |  | Manufacture of chemicals and chemical products | #NAME? | #NAME? | #NAME? | #NAME? | #NAME? | #NAME? | #NAME? | #NAME? | #NAME? | #NAME? | #NAME? | #NAME? | #NAME? | #NAME? | #NAME? | #NAME? | #NAME? | #NAME? | #NAME?
C20 | Manufacture of chemicals and chemical products | Other chemical products, man-made fibres |  | #NAME? | #NAME? | #NAME? | #NAME? | #NAME? | * | * |  | Manufacture of chemicals and chemical products | #NAME? | #NAME? | #NAME? | #NAME? | #NAME? | #NAME? | #NAME? | #NAME? | #NAME? | #NAME? | #NAME? | #NAME? | #NAME? | #NAME? | #NAME? | #NAME? | #NAME? | #NAME? | #NAME?
C22 | Manufacture of rubber and plastics products | Rubber & Plastic |  | #NAME? | #NAME? | #NAME? | #NAME? | #NAME? | * | * |  | Manufacture of rubber and plastics products | #NAME? | #NAME? | #NAME? | #NAME? | #NAME? | #NAME? | #NAME? | #NAME? | #NAME? | #NAME? | #NAME? | #NAME? | #NAME? | #NAME? | #NAME? | #NAME? | #NAME? | #NAME? | #NAME?
C23 | Manufacture of other non-metallic mineral products | Non-metallic minerals & Glass |  | 52762.5228 | 49086.0547 | 34803.7031 | 41020.9375 | 49307.6172 | * | * |  | Manufacture of other non-metallic mineral products | #NAME? | #NAME? | #NAME? | #NAME? | #NAME? | #NAME? | #NAME? | #NAME? | #NAME? | #NAME? | #NAME? | #NAME? | #NAME? | #NAME? | #NAME? | #NAME? | #NAME? | #NAME? | #NAME?
C24 | Manufacture of basic metals (iron & steel) | Basic iron and steel, casting of metals | Industry Sector | 87710.4757 | 90223.6698 | 90056.1235 | 83773.1382 | 87040.2906 | 94412.3267 | 97176.8403 | Corrected as per MS | Manufacture of basic metals (iron & steel) | #NAME? | #NAME? | #NAME? | #NAME? | #NAME? | #NAME? | #NAME? | #NAME? | #NAME? | #NAME? | #NAME? | #NAME? | #NAME? | #NAME? | #NAME? | #NAME? | #NAME? | #NAME? | #NAME?
C24 | Manufacture of basic metals (non-ferrous metals) | Basic precious and non-ferrous metals |  | 19774.3943 | 36955.79 | 51502.3888 | 56489.0286 | 73367.0548 | * | * |  | Manufacture of basic metals (non-ferrous metals) | #NAME? | #NAME? | #NAME? | #NAME? | #NAME? | #NAME? | #NAME? | #NAME? | #NAME? | #NAME? | #NAME? | #NAME? | #NAME? | #NAME? | #NAME? | #NAME? | #NAME? | #NAME? | #NAME?
C25 | Manufacture of fabricated metal products, except machinery and equipment | Fabricated metal products |  | 72756.5306 | 75947.1869 | 83438.3482 | 85930.472 | 88862.5625 | * | * |  | Manufacture of fabricated metal products, except machinery and equipment | #NAME? | #NAME? | #NAME? | #NAME? | #NAME? | #NAME? | #NAME? | #NAME? | #NAME? | #NAME? | #NAME? | #NAME? | #NAME? | #NAME? | #NAME? | #NAME? | #NAME? | #NAME? | #NAME?
C26 | Manufacture of computer, electronic and optical products | Medical, precision, optical instruments, watches and clocks |  | 558.5582 | 661.3092 | 764.5501 | 695.4241 | 686.3772 | * | * |  | Manufacture of computer, electronic and optical products | #NAME? | #NAME? | #NAME? | #NAME? | #NAME? | #NAME? | #NAME? | #NAME? | #NAME? | #NAME? | #NAME? | #NAME? | #NAME? | #NAME? | #NAME? | #NAME? | #NAME? | #NAME? | #NAME?
C27 | Manufacture of electrical equipment | Electrical machinery and apparatus |  | 0 | 0 | 0 | 0 | 0 | * | * |  | Manufacture of electrical equipment | #NAME? | #NAME? | #NAME? | #NAME? | #NAME? | #NAME? | #NAME? | #NAME? | #NAME? | #NAME? | #NAME? | #NAME? | #NAME? | #NAME? | #NAME? | #NAME? | #NAME? | #NAME? | #NAME?
C28 | Manufacture of machinery and equipment n.e.c. | Machinery and equipment |  | 0 | 0 | 0 | 0 | 0 | * | * |  | Manufacture of machinery and equipment n.e.c. | #NAME? | #NAME? | #NAME? | #NAME? | #NAME? | #NAME? | #NAME? | #NAME? | #NAME? | #NAME? | #NAME? | #NAME? | #NAME? | #NAME? | #NAME? | #NAME? | #NAME? | #NAME? | #NAME?
C29 | Manufacture of motor vehicles, trailers and semi-trailers | Motor vehicles, trailers, parts |  | 4419.689 | 4751.3244 | 5261.2907 | 5077.2499 | 5153.399 | * | * |  | Manufacture of motor vehicles, trailers and semi-trailers | #NAME? | #NAME? | #NAME? | #NAME? | #NAME? | #NAME? | #NAME? | #NAME? | #NAME? | #NAME? | #NAME? | #NAME? | #NAME? | #NAME? | #NAME? | #NAME? | #NAME? | #NAME? | #NAME?
C30 | Manufacture of other transport equipment | Other transport equipment |  | 0 | 0 | 0 | 0 | 0 | * | * |  | Manufacture of other transport equipment | #NAME? | #NAME? | #NAME? | #NAME? | #NAME? | #NAME? | #NAME? | #NAME? | #NAME? | #NAME? | #NAME? | #NAME? | #NAME? | #NAME? | #NAME? | #NAME? | #NAME? | #NAME? | #NAME?
C31 | Manufacture of furniture | Furniture |  | 32215.4997 | 35026.0784 | 36361.353 | 36369.3836 | 40639.1571 | * | * |  | Manufacture of furniture | #NAME? | #NAME? | #NAME? | #NAME? | #NAME? | #NAME? | #NAME? | #NAME? | #NAME? | #NAME? | #NAME? | #NAME? | #NAME? | #NAME? | #NAME? | #NAME? | #NAME? | #NAME? | #NAME?
C32 | Other manufacturing | Manufacturing n.e.c, recycling |  | 13879.972 | 15170.9292 | 15577.1679 | 17131.2361 | 16848.3999 | * | * |  | Other manufacturing | #NAME? | #NAME? | #NAME? | #NAME? | #NAME? | #NAME? | #NAME? | #NAME? | #NAME? | #NAME? | #NAME? | #NAME? | #NAME? | #NAME? | #NAME? | #NAME? | #NAME? | #NAME? | #NAME?
C33 | Repair and installation of machinery and equipment |  |  | 0 | 0 | 0 | 0 | 0 | * | * |  | Repair and installation of machinery and equipment | #NAME? | #NAME? | #NAME? | #NAME? | #NAME? | #NAME? | #NAME? | #NAME? | #NAME? | #NAME? | #NAME? | #NAME? | #NAME? | #NAME? | #NAME? | #NAME? | #NAME? | #NAME? | #NAME?
D35 | Electricity | Electricity | Electricity Plant | 2672808.5252 | 2501199.6438 | 2430658.9511 | 2321303.8119 | 2381747.5285 | 2290445.7975 | * | Corrected as per MS | Electricity | #NAME? | #NAME? | #NAME? | #NAME? | #NAME? | #NAME? | #NAME? | #NAME? | #NAME? | #NAME? | #NAME? | #NAME? | #NAME? | #NAME? | #NAME? | #NAME? | #NAME? | #NAME? | #NAME?
D35 | Gas | Gas |  | 0 | 0 | 0 | 0 | 0 | * | * |  | Gas | #NAME? | #NAME? | #NAME? | #NAME? | #NAME? | #NAME? | #NAME? | #NAME? | #NAME? | #NAME? | #NAME? | #NAME? | #NAME? | #NAME? | #NAME? | #NAME? | #NAME? | #NAME? | #NAME?
D35 | Steam and air conditioning supply | Steam and hot water supply |  | 0 | 0 | 0 | 0 | 0 | * | * |  | Steam and air conditioning supply | #NAME? | #NAME? | #NAME? | #NAME? | #NAME? | #NAME? | #NAME? | #NAME? | #NAME? | #NAME? | #NAME? | #NAME? | #NAME? | #NAME? | #NAME? | #NAME? | #NAME? | #NAME? | #NAME?
E36 | Water collection, treatment and supply | Collection, purification and distribution of water | Commerce and Public Services | 44111.021 | 53045.9141 | 8247.1954 | 7034.9151 | 5945.3425 | * | * |  | Water collection, treatment and supply | #NAME? | #NAME? | #NAME? | #NAME? | #NAME? | #NAME? | #NAME? | #NAME? | #NAME? | #NAME? | #NAME? | #NAME? | #NAME? | #NAME? | #NAME? | #NAME? | #NAME? | #NAME? | #NAME?
E37 | Sewerage | Sewerage and refuse disposal | Commerce and Public Services | 4.2632 | 4.8217 | 0.76888 | 0.59037 | 0.50067 | * | * |  | Sewerage | #NAME? | #NAME? | #NAME? | #NAME? | #NAME? | #NAME? | #NAME? | #NAME? | #NAME? | #NAME? | #NAME? | #NAME? | #NAME? | #NAME? | #NAME? | #NAME? | #NAME? | #NAME? | #NAME?
E38 | Waste collection, treatment and disposal activities; materials recovery | Sewerage and refuse disposal | Commerce and Public Services | 4.2632 | 4.8217 | 0.76888 | 0.59037 | 0.50067 | * | * |  | Waste collection, treatment and disposal activities; materials recovery | #NAME? | #NAME? | #NAME? | #NAME? | #NAME? | #NAME? | #NAME? | #NAME? | #NAME? | #NAME? | #NAME? | #NAME? | #NAME? | #NAME? | #NAME? | #NAME? | #NAME? | #NAME? | #NAME?
F41 | Construction of buildings | Construction |  | 0 | 0 | 0 | 0 | 0 | * | * |  | Construction of buildings | #NAME? | #NAME? | #NAME? | #NAME? | #NAME? | #NAME? | #NAME? | #NAME? | #NAME? | #NAME? | #NAME? | #NAME? | #NAME? | #NAME? | #NAME? | #NAME? | #NAME? | #NAME? | #NAME?
G45 | Wholesale and retail trade and repair of motor vehicles and motorcycles | Sale, maintenance, repair of motor vehicles |  | 0 | 0 | 0 | 0 | 0 | * | * |  | Wholesale and retail trade and repair of motor vehicles and motorcycles | #NAME? | #NAME? | #NAME? | #NAME? | #NAME? | #NAME? | #NAME? | #NAME? | #NAME? | #NAME? | #NAME? | #NAME? | #NAME? | #NAME? | #NAME? | #NAME? | #NAME? | #NAME? | #NAME?
G46 | Wholesale trade, except of motor vehicles and motorcycles | Wholesale trade, commission trade |  | 0 | 0 | 0 | 0 | 0 | * | * |  | Wholesale trade, except of motor vehicles and motorcycles | #NAME? | #NAME? | #NAME? | #NAME? | #NAME? | #NAME? | #NAME? | #NAME? | #NAME? | #NAME? | #NAME? | #NAME? | #NAME? | #NAME? | #NAME? | #NAME? | #NAME? | #NAME? | #NAME?
G47 | Retail trade, except of motor vehicles and motorcycles | Retail trade |  | 0 | 0 | 0 | 0 | 0 | * | * |  | Retail trade, except of motor vehicles and motorcycles | #NAME? | #NAME? | #NAME? | #NAME? | #NAME? | #NAME? | #NAME? | #NAME? | #NAME? | #NAME? | #NAME? | #NAME? | #NAME? | #NAME? | #NAME? | #NAME? | #NAME? | #NAME? | #NAME?
H49 | Land transport and transport via pipelines | Land transport, transport via pipe lines |  | 0 | 0 | 0 | 0 | 0 | * | * |  | Land transport and transport via pipelines | #NAME? | #NAME? | #NAME? | #NAME? | #NAME? | #NAME? | #NAME? | #NAME? | #NAME? | #NAME? | #NAME? | #NAME? | #NAME? | #NAME? | #NAME? | #NAME? | #NAME? | #NAME? | #NAME?
H49 | Auxiliary transport | Auxiliary transport |  | 576.504 | 591.948 | 460.593 | 399.762 | 387.18 | * | * |  | Auxiliary transport | #NAME? | #NAME? | #NAME? | #NAME? | #NAME? | #NAME? | #NAME? | #NAME? | #NAME? | #NAME? | #NAME? | #NAME? | #NAME? | #NAME? | #NAME? | #NAME? | #NAME? | #NAME? | #NAME?
H50 | Water transport (international navigation) | Water transport |  | 0 | 0 | 0 | 0 | 0 | * | * |  | Water transport (international navigation) | #NAME? | #NAME? | #NAME? | #NAME? | #NAME? | #NAME? | #NAME? | #NAME? | #NAME? | #NAME? | #NAME? | #NAME? | #NAME? | #NAME? | #NAME? | #NAME? | #NAME? | #NAME? | #NAME?
H50 | Water transport (domestic navigation) | Water transport |  | 0 | 0 | 0 | 0 | 0 | * | * |  | Water transport (domestic navigation) | #NAME? | #NAME? | #NAME? | #NAME? | #NAME? | #NAME? | #NAME? | #NAME? | #NAME? | #NAME? | #NAME? | #NAME? | #NAME? | #NAME? | #NAME? | #NAME? | #NAME? | #NAME? | #NAME?
H51 | Air transport (international aviation) | Air transport |  | 0 | 0 | 0 | 0 | 0 | * | * |  | Air transport (international aviation) | #NAME? | #NAME? | #NAME? | #NAME? | #NAME? | #NAME? | #NAME? | #NAME? | #NAME? | #NAME? | #NAME? | #NAME? | #NAME? | #NAME? | #NAME? | #NAME? | #NAME? | #NAME? | #NAME?
H51 | Air transport (domestic aviation) | Air transport |  | 0 | 0 | 0 | 0 | 0 | * | * |  | Air transport (domestic aviation) | #NAME? | #NAME? | #NAME? | #NAME? | #NAME? | #NAME? | #NAME? | #NAME? | #NAME? | #NAME? | #NAME? | #NAME? | #NAME? | #NAME? | #NAME? | #NAME? | #NAME? | #NAME? | #NAME?
H52 | Warehousing and support activities for transportation |  |  | 0 | 0 | 0 | 0 | 0 | * | * |  | Warehousing and support activities for transportation | #NAME? | #NAME? | #NAME? | #NAME? | #NAME? | #NAME? | #NAME? | #NAME? | #NAME? | #NAME? | #NAME? | #NAME? | #NAME? | #NAME? | #NAME? | #NAME? | #NAME? | #NAME? | #NAME?
H53 | Postal and courier activities | Post and telecommunication | Commerce and Public Services | 52.2596 | 69.2058 | 11.4067 | 7.7149 | 6.7377 | * | * |  | Postal and courier activities | #NAME? | #NAME? | #NAME? | #NAME? | #NAME? | #NAME? | #NAME? | #NAME? | #NAME? | #NAME? | #NAME? | #NAME? | #NAME? | #NAME? | #NAME? | #NAME? | #NAME? | #NAME? | #NAME?
I55 | Accommodation | Hotels and restaurants | Commerce and Public Services | 718.437 | 916.0267 | 136.4386 | 104.5517 | 89.3034 | * | * |  | Accommodation | #NAME? | #NAME? | #NAME? | #NAME? | #NAME? | #NAME? | #NAME? | #NAME? | #NAME? | #NAME? | #NAME? | #NAME? | #NAME? | #NAME? | #NAME? | #NAME? | #NAME? | #NAME? | #NAME?
I56 | Food and beverage service activities | Hotels and restaurants | Commerce and Public Services | 718.437 | 916.0267 | 136.4386 | 104.5517 | 89.3034 | * | * |  | Food and beverage service activities | #NAME? | #NAME? | #NAME? | #NAME? | #NAME? | #NAME? | #NAME? | #NAME? | #NAME? | #NAME? | #NAME? | #NAME? | #NAME? | #NAME? | #NAME? | #NAME? | #NAME? | #NAME? | #NAME?
J60 | Programming and broadcasting activities | Radio, television, communication equipment and apparatus | Commerce and Public Services | 85.9999 | 96.8932 | 15.1817 | 10.7552 | 9.358 | * | * |  | Programming and broadcasting activities | #NAME? | #NAME? | #NAME? | #NAME? | #NAME? | #NAME? | #NAME? | #NAME? | #NAME? | #NAME? | #NAME? | #NAME? | #NAME? | #NAME? | #NAME? | #NAME? | #NAME? | #NAME? | #NAME?
J61 | Telecommunications | Radio, television, communication equipment and apparatus | Commerce and Public Services | 85.9999 | 96.8932 | 15.1817 | 10.7552 | 9.358 | * | * |  | Telecommunications | #NAME? | #NAME? | #NAME? | #NAME? | #NAME? | #NAME? | #NAME? | #NAME? | #NAME? | #NAME? | #NAME? | #NAME? | #NAME? | #NAME? | #NAME? | #NAME? | #NAME? | #NAME? | #NAME?
J62 | Computer programming, consultancy and related activities | Computer and related activities |  | 0 | 0 | 0 | 0 | 0 | * | * |  | Computer programming, consultancy and related activities | #NAME? | #NAME? | #NAME? | #NAME? | #NAME? | #NAME? | #NAME? | #NAME? | #NAME? | #NAME? | #NAME? | #NAME? | #NAME? | #NAME? | #NAME? | #NAME? | #NAME? | #NAME? | #NAME?
K64 | Financial service activities, except insurance and pension funding | Financial intermediation |  | 0 | 0 | 0 | 0 | 0 | * | * |  | Financial service activities, except insurance and pension funding | #NAME? | #NAME? | #NAME? | #NAME? | #NAME? | #NAME? | #NAME? | #NAME? | #NAME? | #NAME? | #NAME? | #NAME? | #NAME? | #NAME? | #NAME? | #NAME? | #NAME? | #NAME? | #NAME?
K65 | Insurance, reinsurance and pension funding, except compulsory social security | Insurance and pension funding |  | 0 | 0 | 0 | 0 | 0 | * | * |  | Insurance, reinsurance and pension funding, except compulsory social security | #NAME? | #NAME? | #NAME? | #NAME? | #NAME? | #NAME? | #NAME? | #NAME? | #NAME? | #NAME? | #NAME? | #NAME? | #NAME? | #NAME? | #NAME? | #NAME? | #NAME? | #NAME? | #NAME?
K66 | Activities auxiliary to financial service and insurance activities | Activities to financial intermediation |  | 0 | 0 | 0 | 0 | 0 | * | * |  | Activities auxiliary to financial service and insurance activities | #NAME? | #NAME? | #NAME? | #NAME? | #NAME? | #NAME? | #NAME? | #NAME? | #NAME? | #NAME? | #NAME? | #NAME? | #NAME? | #NAME? | #NAME? | #NAME? | #NAME? | #NAME? | #NAME?
L68 | Real estate activities | Real estate activities |  | 0 | 0 | 0 | 0 | 0 | * | * |  | Real estate activities | #NAME? | #NAME? | #NAME? | #NAME? | #NAME? | #NAME? | #NAME? | #NAME? | #NAME? | #NAME? | #NAME? | #NAME? | #NAME? | #NAME? | #NAME? | #NAME? | #NAME? | #NAME? | #NAME?
M70 | Activities of head offices; management consultancy activities |  |  | 0 | 0 | 0 | 0 | 0 | * | * |  | Activities of head offices; management consultancy activities | #NAME? | #NAME? | #NAME? | #NAME? | #NAME? | #NAME? | #NAME? | #NAME? | #NAME? | #NAME? | #NAME? | #NAME? | #NAME? | #NAME? | #NAME? | #NAME? | #NAME? | #NAME? | #NAME?
M71 | Architectural and engineering activities; technical testing and analysis |  |  | 0 | 0 | 0 | 0 | 0 | * | * |  | Architectural and engineering activities; technical testing and analysis | #NAME? | #NAME? | #NAME? | #NAME? | #NAME? | #NAME? | #NAME? | #NAME? | #NAME? | #NAME? | #NAME? | #NAME? | #NAME? | #NAME? | #NAME? | #NAME? | #NAME? | #NAME? | #NAME?
M72 | Scientific research and development | Research and experimental development |  | 0 | 0 | 0 | 0 | 0 | * | * |  | Scientific research and development | #NAME? | #NAME? | #NAME? | #NAME? | #NAME? | #NAME? | #NAME? | #NAME? | #NAME? | #NAME? | #NAME? | #NAME? | #NAME? | #NAME? | #NAME? | #NAME? | #NAME? | #NAME? | #NAME?
M74 | Other professional, scientific and technical activities | Other business activities |  | 0 | 0 | 0 | 0 | 0 | * | * |  | Other professional, scientific and technical activities | #NAME? | #NAME? | #NAME? | #NAME? | #NAME? | #NAME? | #NAME? | #NAME? | #NAME? | #NAME? | #NAME? | #NAME? | #NAME? | #NAME? | #NAME? | #NAME? | #NAME? | #NAME? | #NAME?
N77 | Rental and leasing activities | Renting of machinery and equipment |  | 0 | 0 | 0 | 0 | 0 | * | * |  | Rental and leasing activities | #NAME? | #NAME? | #NAME? | #NAME? | #NAME? | #NAME? | #NAME? | #NAME? | #NAME? | #NAME? | #NAME? | #NAME? | #NAME? | #NAME? | #NAME? | #NAME? | #NAME? | #NAME? | #NAME?
N82 | Office administrative, office support and other business support activities |  |  | 0 | 0 | 0 | 0 | 0 | * | * |  | Office administrative, office support and other business support activities | #NAME? | #NAME? | #NAME? | #NAME? | #NAME? | #NAME? | #NAME? | #NAME? | #NAME? | #NAME? | #NAME? | #NAME? | #NAME? | #NAME? | #NAME? | #NAME? | #NAME? | #NAME? | #NAME?
O84 | Public administration and defence; compulsory social security | Government | Commerce and Public Services | 21733.1302 | 26653.2644 | 4274.9603 | 2977.8061 | 2639.792 | 4238.1667 | * | Corrected as per MS | Public administration and defence; compulsory social security | #NAME? | #NAME? | #NAME? | #NAME? | #NAME? | #NAME? | #NAME? | #NAME? | #NAME? | #NAME? | #NAME? | #NAME? | #NAME? | #NAME? | #NAME? | #NAME? | #NAME? | #NAME? | #NAME?
P85 | Education | Education | Commerce and Public Services | 445.2845 | 533.9173 | 89.4631 | 70.0786 | 61.4778 | 99.5361 | * | Corrected as per MS | Education | #NAME? | #NAME? | #NAME? | #NAME? | #NAME? | #NAME? | #NAME? | #NAME? | #NAME? | #NAME? | #NAME? | #NAME? | #NAME? | #NAME? | #NAME? | #NAME? | #NAME? | #NAME? | #NAME?
Q86 | Human health activities | Health and social work | Commerce and Public Services | 1709.3174 | 1882.4633 | 300.307 | 250.7274 | 218.4636 | 349.5616 | * | Corrected as per MS | Human health activities | #NAME? | #NAME? | #NAME? | #NAME? | #NAME? | #NAME? | #NAME? | #NAME? | #NAME? | #NAME? | #NAME? | #NAME? | #NAME? | #NAME? | #NAME? | #NAME? | #NAME? | #NAME? | #NAME?
Q87 | Residential care activities |  |  | 0 | 0 | 0 | 0 | 0 | * | * |  | Residential care activities | #NAME? | #NAME? | #NAME? | #NAME? | #NAME? | #NAME? | #NAME? | #NAME? | #NAME? | #NAME? | #NAME? | #NAME? | #NAME? | #NAME? | #NAME? | #NAME? | #NAME? | #NAME? | #NAME?
Q88 | Social work activities without accommodation | Health and social work |  | 0 | 0 | 0 | 0 | 0 | * | * |  | Social work activities without accommodation | #NAME? | #NAME? | #NAME? | #NAME? | #NAME? | #NAME? | #NAME? | #NAME? | #NAME? | #NAME? | #NAME? | #NAME? | #NAME? | #NAME? | #NAME? | #NAME? | #NAME? | #NAME? | #NAME?
R90 | Creative, arts and entertainment activities |  |  | 0 | 0 | 0 | 0 | 0 | * | * |  | Creative, arts and entertainment activities | #NAME? | #NAME? | #NAME? | #NAME? | #NAME? | #NAME? | #NAME? | #NAME? | #NAME? | #NAME? | #NAME? | #NAME? | #NAME? | #NAME? | #NAME? | #NAME? | #NAME? | #NAME? | #NAME?
R91 | Libraries, archives, museums and other cultural activities |  |  | 0 | 0 | 0 | 0 | 0 | * | * |  | Libraries, archives, museums and other cultural activities | #NAME? | #NAME? | #NAME? | #NAME? | #NAME? | #NAME? | #NAME? | #NAME? | #NAME? | #NAME? | #NAME? | #NAME? | #NAME? | #NAME? | #NAME? | #NAME? | #NAME? | #NAME? | #NAME?
R92 | Gambling and betting activities |  |  | 0 | 0 | 0 | 0 | 0 | * | * |  | Gambling and betting activities | #NAME? | #NAME? | #NAME? | #NAME? | #NAME? | #NAME? | #NAME? | #NAME? | #NAME? | #NAME? | #NAME? | #NAME? | #NAME? | #NAME? | #NAME? | #NAME? | #NAME? | #NAME? | #NAME?
R93 | Sports activities and amusement and recreation activities | Recreational, cultural and sporting activities |  | 475.2021 | 553.5248 | 90.7061 | 72.4723 | 63.4814 | * | * |  | Sports activities and amusement and recreation activities | #NAME? | #NAME? | #NAME? | #NAME? | #NAME? | #NAME? | #NAME? | #NAME? | #NAME? | #NAME? | #NAME? | #NAME? | #NAME? | #NAME? | #NAME? | #NAME? | #NAME? | #NAME? | #NAME?
S94 | Activities of membership organizations | Activities of membership organisations |  | 23.7853 | 29.9859 | 4.9024 | 3.5678 | 3.0949 | * | * |  | Activities of membership organizations | #NAME? | #NAME? | #NAME? | #NAME? | #NAME? | #NAME? | #NAME? | #NAME? | #NAME? | #NAME? | #NAME? | #NAME? | #NAME? | #NAME? | #NAME? | #NAME? | #NAME? | #NAME? | #NAME?
S95 | Repair of computers and personal and household goods |  |  | 0 | 0 | 0 | 0 | 0 | * | * |  | Repair of computers and personal and household goods | #NAME? | #NAME? | #NAME? | #NAME? | #NAME? | #NAME? | #NAME? | #NAME? | #NAME? | #NAME? | #NAME? | #NAME? | #NAME? | #NAME? | #NAME? | #NAME? | #NAME? | #NAME? | #NAME?
S96 | Other personal service activities | Other activities |  | 44.2889 | 56.8081 | 9.5662 | 7.2107 | 6.3504 | * | * |  | Other personal service activities | #NAME? | #NAME? | #NAME? | #NAME? | #NAME? | #NAME? | #NAME? | #NAME? | #NAME? | #NAME? | #NAME? | #NAME? | #NAME? | #NAME? | #NAME? | #NAME? | #NAME? | #NAME? | #NAME?
T97 | Activities of households as employers of domestic personnel | Domestic demand | Residential | #NAME? | 15041.2219 | 15015.5496 | 15802.9049 | 14883.8415 | 15617.1206 | * | Corrected as per MS | Activities of households as employers of domestic personnel | #NAME? | #NAME? | #NAME? | #NAME? | #NAME? | #NAME? | #NAME? | #NAME? | #NAME? | #NAME? | #NAME? | #NAME? | #NAME? | #NAME? | #NAME? | #NAME? | #NAME? | #NAME? | #NAME?
T98 | Undifferentiated goods- and services-producing activities of private households for own use | Non-observed, informal, non-profit, households, |  | 2400.1033 | 2782.1285 | 414.6129 | 327.3665 | 289.0218 | * | * |  | Undifferentiated goods- and services-producing activities of private households for own use | #NAME? | #NAME? | #NAME? | #NAME? | #NAME? | #NAME? | #NAME? | #NAME? | #NAME? | #NAME? | #NAME? | #NAME? | #NAME? | #NAME? | #NAME? | #NAME? | #NAME? | #NAME? | #NAME?
|  |  |  | #NAME? | #NAME? | #NAME? | #NAME? | #NAME? | * | * |  |  | #NAME? | #NAME? | #NAME? | #NAME? | #NAME? | #NAME? | #NAME? | #NAME? | #NAME? | #NAME? | #NAME? | #NAME? | #NAME? | #NAME? | #NAME? | #NAME? | #NAME? | #NAME? | #NAME?
3535981.9126
SAMI reports | 2017
Coal
Note on C4: [Threaded comment] Your version of Excel allows you to read this threaded comment; however, any edits to it will get removed if the file is opened in a newer version of Excel. Learn more: https://go.microsoft.com/fwlink/?linkid=870924 Comment: includes liquefaction -tc={2440A8A0-307C-C64E-BB09-7529A7014E00}
Note on D4: [Threaded comment] Your version of Excel allows you to read this threaded comment; however, any edits to it will get removed if the file is opened in a newer version of Excel. Learn more: https://go.microsoft.com/fwlink/?linkid=870924 Comment: includes mining -tc={A8ACF308-92B2-0E4A-8F60-4BC87EB1FCF9}
Note on I4: According to AMSA guys, there is a small amount of coking coal (not coke) being produced by Grooteluk mine. Most coking coal is imported. -Bryce McCall
Note on C8: [Threaded comment] Your version of Excel allows you to read this threaded comment; however, any edits to it will get removed if the file is opened in a newer version of Excel. Learn more: https://go.microsoft.com/fwlink/?linkid=870924 Comment: This is only government -tc={392E0CB5-CE7B-8547-80E7-831814D3E0F9}

## gas
Industry different IP3
trying to understant what is what in the DMRE energy balances
Gas in EB | Disagg balance | [6 empty] | Ag balance
| Natural Gas | Gasworks Gas | Coke oven Gas | Blast Furnace Gas | Oxygen Furnace Gas | Refinery Gas | Ethane | Gas
Indigenous Production | 25570.8125 | 0 | 0 | 0 | 0 | 0 | 0 | 25570.81
Import | 124124.4375 | 0 | 0 | 0 | 0 | 0 | 0 | 124124.44
Export | -498.75 | 0 | 0 | 0 | 0 | 0 | 0 | -498.75
Domestic Supply | 149196.5 | 0 | 0 | 0 | 0 | 0 | 0 | 0
Statistical Differences | 13379.1327 | 1174.3656 | 0 | 0 | 0 | -35803.75 | 0 | 73391.42
Transformation Sector | -88318.5469 | 21556.6094 | 23257.002 | 22961 | 0 | 35803.75 | 0 | 0
Coke Ovens | 0 | 0 | 23257.002 | 0 | 0 | 0 | 0 | 0
Gas Works | 0 | 21556.6094 | 0 | 0 | 0 | 0 | 0 | 21556.61
Blast Furnaces | 0 | 0 | 0 | 22961 | 0 | 0 | 0 | 0
Oil Refineries | 0 | 0 | 0 | 0 | 0 | 35803.75 | 0 | 0
Liquefaction | -88318.5469 | 0 | 0 | 0 | 0 | 0 | 0 | -88318.55
Energy Sector | 11436.4375 | 1183.479 | 0 | 0 | 0 | 0 | 0 | 0
Ownuse in Elec., CHP and Heat plant | 11436.4375 | 1183.479 | 0 | 0 | 0 | 0 | 0 | 0
Final Consumption | 85693.5233 | 23914.4539 | 23257.002 | 22961 | 0 | 0 | 0 | 0
Industry Sector | 84240.7256 | 23914.4539 | 23257.002 | 22961 | 0 | 0 | 0 | 154373.18 | 154373.1815 | 154373.17
Iron and Steel | 9877.665 | 6049.7168 | 23257.002 | 22961 | 0 | 0 | 0 | 62145.38 | 62145.3838
Chemical and Petrochemical | 49995.8555 | 5246.561 | 0 | 0 | 0 | 0 | 0 | 55242.42 | 55242.4165
Non-Ferrous Metals | 506.871 | 1747.236 | 0 | 0 | 0 | 0 | 0 | 2254.11 | 2254.107
Non-Metallic Minerals | 15122.7754 | 375.598 | 0 | 0 | 0 | 0 | 0 | 15498.37 | 15498.3734
Transport Equipment | 654.316 | 14.824 | 0 | 0 | 0 | 0 | 0 | 669.14 | 669.14
Machinery | 1054.6331 | 358.181 | 0 | 0 | 0 | 0 | 0 | 1412.81 | 1412.8141
Mining and Quarrying | 0 | 1001.464 | 0 | 0 | 0 | 0 | 0 | 1001.46 | 1001.464
Food and Tobacco | 3824.4998 | 3541.3291 | 0 | 0 | 0 | 0 | 0 | 7365.83 | 7365.8289
Paper Pulp and Print | 624.0017 | 3541.3291 | 0 | 0 | 0 | 0 | 0 | 4165.33 | 4165.3308
Wood and Wood Products | 0 | 0 | 0 | 0 | 0 | 0 | 0 | 0
Construction | 0 | 0 | 0 | 0 | 0 | 0 | 0 | 0
Textile and Leather | 14.42 | 0 | 0 | 0 | 0 | 0 | 0 | 14.42
Non-specified (Industry) | 2565.6882 | 2038.215 | 0 | 0 | 0 | 0 | 0 | 4603.9
Other Sectors | 1452.7977 | 0 | 0 | 0 | 0 | 0 | 0 | 1452.8
Agriculture | 0 | 0 | 0 | 0 | 0 | 0 | 0 | 0
Commerce and Public Services | 1232.3005 | 0 | 0 | 0 | 0 | 0 | 0 | 1232.3
Residential | 220.4971 | 0 | 0 | 0 | 0 | 0 | 0 | 220.5
Inventory | Natural Gas
Industry Sector | 68056 | low on industry?
Mining and Quarrying | 0
Transport Sector | 0
Agriculture | 0
Commerce and Public Services | 541
Residential | 0
Non-specified (Other) | 0
Export | 0

## Inventory
Copy from 1A4 other sectors sheet
| CRF Category | Activity | Gas | Unit | 2000 | 2001 | 2002 | 2003 | 2004 | 2005 | 2006 | 2007 | 2008 | 2009 | 2010 | 2011 | 2012 | 2013 | 2014 | 2015 | 2016 | 2017 | Trend
Commerce and Public Services | 1A4a Commercial/Institutional |  |  |  | 2000: #LS #14/11/2018 #DM: This was consumption * conversion factor but conversion factor is 1 since consumption is in TJ there the data input is just consumption data now.; 2010: 213676.3583; 2011: 198597.7414
Commerce and Public Services | 1A4a Commercial/Institutional | Other kerosene |  | TJ | 1173.233 | 1076.034 | 1019.905 | 1052.761 | 930.74 | 1041.809 | 1010.322 | 954.193 | 728.308 | 746.105 | 789.5087 | 795.389 | 643.43 | 687.908 | 647.436 | 606.964 | 566 | 526 |  | #LS #16/12/2018 #PT: Data source not provided
Commerce and Public Services | 1A4a Commercial/Institutional | Gas/diesel oil |  | TJ | 81014.32 | 84045.55 | 88488.78 | 94084.91 | 99468.68 | 105121.72 | 112803.43 | 126392.18 | 126456.95 | 126456.95 | 137097.5309 | 145408.65 | 145887.948 | 172851.8 | 178844 | 184836.2 | 190828 | 196821 |  | #LS #16/12/2018 #PT: Data source not provided
Commerce and Public Services | 1A4a Commercial/Institutional | Residual Fuel Oil (HFO) |  | TJ | 20709.94 | 20709.94 | 20000.95 | 19702.43 | 21240.41 | 18247.13 | 17762.04 | 17538.14 | 17538.14 | 22127.91 | 23415.177 | 17799.3504 | 23628.8 | 20066.9915 | 20064.5205 | 20069.303 | 20071 | 20074 |  | #LS #16/12/2018 #DSR: SAPIA
Commerce and Public Services | 1A4a Commercial/Institutional | Sub-bituminous coal |  | TJ | 18711 | 31954.5 | 41164.2 | 47263.5 | 54869.4 | 60701.4 | 68501.7 | 44509.1846 | 47016.5303 | 49328.8602 | 51891.9247 | 34232.144 | 35685.944 | 35787 | 33504 | 31221 | 28938 | 26655 |  | #LS #16/12/2018 #DSR: Energy digest. | #LS #16/12/2018 #PT: Need to rpovide reference for this digest.
Commerce and Public Services | 1A4a Commercial/Institutional | Gas work gas |  | TJ | 231 | 0 | 0 | 0 | 0 | 0 | 0 | 0 | 0 | 0 | 0 | 0 | 0 | 0 | 0 | 0 | 0 | 0 |  | #LS #16/12/2018 #PT: Data source not provided
Commerce and Public Services | 1A4a Commercial/Institutional | Natural gas |  | TJ | 231 | 241 | 251 | 95 | 310 | 374.7844 | 395.0301 | 415.2658 | 435.4913 | 455.7068 | 482.217 | 362.208 | 313.824 | 466.396 | 485.085 | 503.774 | 522 | 541 |  | #LS #16/12/2018 #PT: Data source not provided
Residential | 1A4b Residential
Residential | 1A4b Residential | Other kerosene |  | TJ | 26613.36 | 24408.52 | 23135.3 | 23880.6 | 24761.96 | 23632.17 | 22917.93 | 21644.71 | 16520.78 | 16924.48 | 17909.045 | 18042.4321 | 14595.427 | 14595 | 10662 | 12275.37 | 11087 | 9649 |  | #LS #16/12/2018 #PT: Data source not provided
Residential | 1A4b Residential | Residual Fuel Oil (Heavy Fuel Oil) |  | TJ | 13.6219 | 0 | 13.1556 | 12.9592 | 13.9708 | 12.002 | 11.6829 | 11.5357 | 11.5357 | 14.5546 | 15.4013 | 11.7075 | 13.941 | 13.0984 | 13.1727 | 13.247 | 13 | 13 |  | #LS #16/12/2018 #PT: Data source not provided
Residential | 1A4b Residential | LPG |  | TJ | 15123.76 | 15977.31 | 15630.55 | 14883.7 | 15022.39 | 14670.32 | 16137.35 | 16937.55 | 16350.73 | 14616.97 | 15467.2921 | 19124.7561 | 17497.6848 | 17243.2 | 17427 | 17610.8 | 17795 | 17978 |  | #LS #16/12/2018 #DSR: SAPIA
Residential | 1A4b Residential | Sub-bituminous coal |  | TJ | 37446.3 | 60434.1 | 80967.6 | 93190.5 | 109738.8 | 121427.1 | 137003.4 | 160083.547 | 183163.694 | 206243.841 | 229323.988 | 183997.774 | 191811.949 | 235951 | 248137 | 248137 | 276299 | 294415 |  | #LS #16/12/2018 #DSR: Energy digest. | #LS #16/12/2018 #PT: Need to rpovide reference for this digest.
Residential | 1A4b Residential (MEMO) | Wood/Wood Waste |  | TJ | 121680 | 121680 | 121680 | 121680 | 121680 | 121680 | 121680 | 121680 | 121533.5581 | 121577.221 | 121655.1063 | 121655.1063 | 121655.1063 | 94381 | 90975 | 89211 | 86352 | 83767 |  | #LS #16/12/2018 #PT: Data source not provided
Residential | 1A4b Residential (MEMO) | Other primary solid biomass |  | TJ | 190400 | 190400 | 190400 | 190400 | 190400 | 190400 | 0 | 0 | 0 | 0 | 0 | 0 | 0 | 0 | 0 | 0 | 0 | 0 |  | #LS #16/12/2018 #PT: Data source not provided
Residential | 1A4b Residential (MEMO) | Charcoal |  | TJ | 1780.816 | 1748.5643 | 1639.1707 | 1993.3452 | 2063.3055 | 2232 | 2293.225 | 2354.45 | 2415.675 | 2476.9 | 2538.125 | 2599.35 | 2660.575 | 2721.8 | 2783.025 | 2844.25 | 2905.475 | 2966.7 |  | #LS #16/12/2018 #PT: Data source not provided
Agriculture | 1A4ci Agriculture/Forestry/Fishing/Fish Farms
Agriculture | 1A4ci Agriculture/Forestry/Fishing/Fish Farms | Motor gasoline |  | TJ | 3555.432 | 3536.28 | 3534.57 | 3648.114 | 3756.721 | 3818.43 | 3857.418 | 3952.836 | 3785.598 | 3869.046 | 4094.1229 | 4091.346 | 4006.188 | 3814 | 3880 | 4129 | 4248 | 4495 |  | #LS #16/12/2018 #PT: Data source not provided
Agriculture | 1A4ci Agriculture/Forestry/Fishing/Fish Farms | Other kerosene |  | TJ | 2917.228 | 2675.544 | 2535.98 | 2617.676 | 2714.286 | 2590.444 | 2512.152 | 2372.588 | 1810.928 | 1855.18 | 1963.1028 | 1977.724 | 1599.88 | 3428 | 4330.84 | 5703.65 | 2941 | 3162 |  | #LS #16/12/2018 #DSR: SAPIA
Agriculture | 1A4ci Agriculture/Forestry/Fishing/Fish Farms | Gas/diesel oil |  | TJ | 21444.968 | 22247.356 | 23423.502 | 24904.826 | 26329.949 | 27826.34 | 29859.736 | 33456.754 | 33473.894 | 33473.894 | 36290.5229 | 38490.525 | 38617.398 | 41317 | 41624.2 | 40900.13 | 44633 | 46107 |  | #LS #16/12/2018 #DSR: Energy digest. | #LS #16/12/2018 #PT: Need to rpovide reference for this digest.
Agriculture | 1A4ci Agriculture/Forestry/Fishing/Fish Farms | Residual Fuel Oil (Heavy Fuel Oil) |  | TJ | 2057.141 | 2057.141 | 1986.716 | 1957.064 | 2109.833 | 1812.508 | 1764.323 | 1742.083 | 1742.083 | 2197.99 | 2325.8554 | 1768.0291 | 2105.3261 | 2186.7908 | 2277.88 | 2381.0288 | 2496 | 2624 |  | #LS #16/12/2018 #PT: Data source not provided
Agriculture | 1A4ci Agriculture/Forestry/Fishing/Fish Farms | LPG |  | TJ | 43.9028 | 46.3806 | 45.374 | 43.2059 | 43.6085 | 42.5865 | 46.8451 | 49.1681 | 47.4646 | 42.4316 | 44.9 | 55.5173 | 50.7941 | 40 | 37 | 45 | 45 | 45 |  | #LS #16/12/2018 #PT: Data source not provided
Agriculture | 1A4ci Agriculture/Forestry/Fishing/Fish Farms | Sub-bituminous coal |  | TJ | 1781.57 | 0 | 0 | 0 | 0 | 0 | 0 | 0 | 0 | 0 | 0 | 0 | 0 | 418 | 647.19 | 1403.22 | 1403 | 1403 |  | #LS #16/12/2018 #PT: Data source not provided
Copy from 1A2 manufacturing and construction |  |  |  |  | 2000: #LS #14/11/2018 #DM: This was consumption * conversion factor but conversion factor is 1 since consumption is in TJ there the data input is just consumption data now.
| CRF Category | Activity | Gas | Unit | 2000 | 2001 | 2002 | 2003 | 2004 | 2005 | 2006 | 2007 | 2008 | 2009 | 2010 | 2011 | 2012 | 2013 | 2014 | 2015 | 2016 | 2017 | Trend
Industry Sector | 1A2 Manufacturing Industries and Construction | Other Kerosene |  | TJ | 697.598 | 639.804 | 606.43 | 625.966 | 649.0683 | 619.454 | 600.732 | 567.358 | 433.048 | 443.63 | 469.4376 | 472.934 | 382.58 | 388.946 | 365.3 | 341.654 | 318 | 294 |  | #LS #16/12/2018 #DSR: SAMI Report (DMR, 2017)
Industry Sector | 1A2 Manufacturing Industries and Construction | Gas/Diesel oil |  | TJ | 9531.096 | 9887.712 | 10410.444 | 11068.812 | 11702.198 | 12367.26 | 13270.992 | 14869.668 | 14877.288 | 14877.288 | 16129.1213 | 17106.9 | 17163.288 | 18137.16 | 18824.2 | 19511.24 | 20198 | 20885 |  | #LS #16/12/2018 #DSR: SAMI Report (DMR, 2017)
Industry Sector | 1A2 Manufacturing Industries and Construction | Residual Fuel Oil (Heavy Fuel Oil) |  | TJ | 193.9392 | 193.9392 | 187.2998 | 184.5043 | 198.9068 | 170.8762 | 166.3334 | 164.2368 | 164.2368 | 207.2179 | 219.2726 | 166.6829 | 198.4819 | 186.2684 | 186.329 | 186.3896 | 186 | 187 |  | #LS #16/12/2018 #DSR: SAMI Report (DMR, 2017)
Industry Sector | 1A2 Manufacturing Industries and Construction | LPG |  | TJ | 109.0001 | 115.1518 | 112.6526 | 107.2699 | 108.2694 | 105.732 | 116.3052 | 122.0724 | 117.8431 | 105.3475 | 111.476 | 137.8361 | 126.1094 | 124.2758 | 125.6005 | 126.9252 | 128 | 130 |  | #LS #16/12/2018 #DSR: SAMI Report (DMR, 2017)
Industry Sector | 1A2 Manufacturing Industries and Construction | Bitumen |  | TJ | 5053.3812 | 5584.1016 | 6160.9716 | 6276.3456 | 6381.9863 | 7037.814 | 7245.4872 | 7706.9832 | 7475.3204 | 7601.566 | 8043.7775 | 7536.4708 | 9806.8933 | 9094.94 | 9384.2 | 9673.46 | 9963 | 10252 |  | #LS #16/12/2018 #DSR: SAMI Report (DMR, 2017)
Industry Sector | 1A2 Manufacturing Industries and Construction | Sub-bituminous coal |  | TJ | 302353.9825 | 295803.7639 | 306400.8792 | 328424.1656 | 347343.9862 | 337162.0315 | 344183.1724 | 355304.1607 | 383032.1364 | 359011.4232 | 365686.777 | 243904.026 | 254262.351 | 338982 | 322743 | 319709 | 322672 | 322366 |  | #LS #16/12/2018 #DSR: SAMI Report (DMR, 2017)
Industry Sector | 1A2 Manufacturing Industries and Construction | Natural Gas |  | TJ | 39532 | 41241 | 43048 | 48749 | 50361 | 53165.84 | 56037.84 | 58908.41 | 61777.55 | 64645.26 | 68405.9197 | 51381.792 | 44518.176 | 62379.2 | 63798.5 | 65217.8 | 66637 | 68056 |  | #LS #16/12/2018 #DSR: SAMI Report (DMR, 2017)
Transport?
Summary | Sub-bituminous coal | Wood/Wood Waste | Natural Gas | Gas work gas | #LS #14/11/2018 #DM: This was consumption * conversion factor but conversion factor is 1 since consumption is in TJ there the data input is just consumption data now. 2000: Other kerosene; #LS #14/11/2018 #DM: This was consumption * conversion factor but conversion factor is 1 since consumption is in TJ there the data input is just consumption data now. 2001: Gas/diesel oil; #LS #14/11/2018 #DM: This was consumption * conversion factor but conversion factor is 1 since consumption is in TJ there the data input is just consumption data now. 2002: Residual Fuel Oil (HFO)
Industry Sector | 322366 | 0 | 68056 | 0 | #LS #14/11/2018 #DM: This was consumption * conversion factor but conversion factor is 1 since consumption is in TJ there the data input is just consumption data now. 2000: 294; #LS #14/11/2018 #DM: This was consumption * conversion factor but conversion factor is 1 since consumption is in TJ there the data input is just consumption data now. 2001: 20885; #LS #14/11/2018 #DM: This was consumption * conversion factor but conversion factor is 1 since consumption is in TJ there the data input is just consumption data now. 2002: 0; #LS #14/11/2018 #DM: This was consumption * conversion factor but conversion factor is 1 since consumption is in TJ there the data input is just consumption data now. 2003: 0
Mining and Quarrying | 0 | 0 | 0 | 0 | #LS #14/11/2018 #DM: This was consumption * conversion factor but conversion factor is 1 since consumption is in TJ there the data input is just consumption data now. 2000: 0; #LS #14/11/2018 #DM: This was consumption * conversion factor but conversion factor is 1 since consumption is in TJ there the data input is just consumption data now. 2001: 0; #LS #14/11/2018 #DM: This was consumption * conversion factor but conversion factor is 1 since consumption is in TJ there the data input is just consumption data now. 2002: 0; #LS #14/11/2018 #DM: This was consumption * conversion factor but conversion factor is 1 since consumption is in TJ there the data input is just consumption data now. 2003: 0
Transport Sector | 0 | 0 | 0 | 0 | #LS #14/11/2018 #DM: This was consumption * conversion factor but conversion factor is 1 since consumption is in TJ there the data input is just consumption data now. 2000: 0; #LS #14/11/2018 #DM: This was consumption * conversion factor but conversion factor is 1 since consumption is in TJ there the data input is just consumption data now. 2001: 0; #LS #14/11/2018 #DM: This was consumption * conversion factor but conversion factor is 1 since consumption is in TJ there the data input is just consumption data now. 2002: 0; #LS #14/11/2018 #DM: This was consumption * conversion factor but conversion factor is 1 since consumption is in TJ there the data input is just consumption data now. 2003: 0; #LS #14/11/2018 #DM: This was consumption * conversion factor but conversion factor is 1 since consumption is in TJ there the data input is just consumption data now. 2004: not in
Agriculture | 1403 | 0 | 0 | 0 | #LS #14/11/2018 #DM: This was consumption * conversion factor but conversion factor is 1 since consumption is in TJ there the data input is just consumption data now. 2000: 3162; #LS #14/11/2018 #DM: This was consumption * conversion factor but conversion factor is 1 since consumption is in TJ there the data input is just consumption data now. 2001: 46107; #LS #14/11/2018 #DM: This was consumption * conversion factor but conversion factor is 1 since consumption is in TJ there the data input is just consumption data now. 2002: 0; #LS #14/11/2018 #DM: This was consumption * conversion factor but conversion factor is 1 since consumption is in TJ there the data input is just consumption data now. 2003: 0
Commerce and Public Services | 26655 | 0 | 541 | 0 | #LS #14/11/2018 #DM: This was consumption * conversion factor but conversion factor is 1 since consumption is in TJ there the data input is just consumption data now. 2000: 526; #LS #14/11/2018 #DM: This was consumption * conversion factor but conversion factor is 1 since consumption is in TJ there the data input is just consumption data now. 2001: 196821; #LS #14/11/2018 #DM: This was consumption * conversion factor but conversion factor is 1 since consumption is in TJ there the data input is just consumption data now. 2002: 20074; #LS #14/11/2018 #DM: This was consumption * conversion factor but conversion factor is 1 since consumption is in TJ there the data input is just consumption data now. 2003: 0
Residential | 294415 | 83767 | 0 | 0 | #LS #14/11/2018 #DM: This was consumption * conversion factor but conversion factor is 1 since consumption is in TJ there the data input is just consumption data now. 2000: 9649; #LS #14/11/2018 #DM: This was consumption * conversion factor but conversion factor is 1 since consumption is in TJ there the data input is just consumption data now. 2001: 0; #LS #14/11/2018 #DM: This was consumption * conversion factor but conversion factor is 1 since consumption is in TJ there the data input is just consumption data now. 2002: 0; #LS #14/11/2018 #DM: This was consumption * conversion factor but conversion factor is 1 since consumption is in TJ there the data input is just consumption data now. 2003: 0
Non-specified (Other) | 0 | 0 | 0 | 0 | #LS #14/11/2018 #DM: This was consumption * conversion factor but conversion factor is 1 since consumption is in TJ there the data input is just consumption data now. 2000: 0; #LS #14/11/2018 #DM: This was consumption * conversion factor but conversion factor is 1 since consumption is in TJ there the data input is just consumption data now. 2001: 0; #LS #14/11/2018 #DM: This was consumption * conversion factor but conversion factor is 1 since consumption is in TJ there the data input is just consumption data now. 2002: 0; #LS #14/11/2018 #DM: This was consumption * conversion factor but conversion factor is 1 since consumption is in TJ there the data input is just consumption data now. 2003: 0
Export | 0 | 0 | 0 | 0 | #LS #14/11/2018 #DM: This was consumption * conversion factor but conversion factor is 1 since consumption is in TJ there the data input is just consumption data now. 2000: 0; #LS #14/11/2018 #DM: This was consumption * conversion factor but conversion factor is 1 since consumption is in TJ there the data input is just consumption data now. 2001: 0; #LS #14/11/2018 #DM: This was consumption * conversion factor but conversion factor is 1 since consumption is in TJ there the data input is just consumption data now. 2002: 0; #LS #14/11/2018 #DM: This was consumption * conversion factor but conversion factor is 1 since consumption is in TJ there the data input is just consumption data now. 2003: 0

## Wood
DMRE
2017 | DMRE TJ
Industry Sector | 396975.3438
Mining and Quarrying | 0
Transport Sector | 0
Agriculture | 0
Commerce and Public Services | 0
Residential | 28925.7578
Non-specified (Other) | 0
Export | 0

## NERSA2018
Licence Number | Licensee Name | Licence Type | Power Station Name | System Used/Power Station Type | Province name | Period | Calendar Year | Licensed Capacity (MW) | Energy Generated (MWh) | Auxiliary Consumption (MWh) | Gross Energy sent out (MWh) | Power Imports (MWh) | Net Energy sent out (MWh) | Energy consumed on site (MWh) | External Sales (MWh)
NER/G/Eskom | Eskom | Eskom Holdings (Pty) Ltd | Arnot | Coal | Mpumalanga | January-December 2018 | 2018 | 1980 | 11778390.86 | 915105.89 | 10863284.97 | 0 | 10863284.97 | 0 | 10863284.97
NER/G/Eskom | Eskom | Eskom Holdings (Pty) Ltd | Camden | Coal | Mpumalanga | January-December 2018 | 2018 | 1520 | 8127675.97 | 640966.32 | 7486709.65 | 0 | 7486709.65 | 0 | 7486709.65
NER/G/Eskom | Eskom | Eskom Holdings (Pty) Ltd | Duvha | Coal | Mpumalanga | January-December 2018 | 2018 | 3450 | 11698000.35 | 1086090.84 | 10611909.51 | 0 | 10611909.51 | 0 | 10611909.51
NER/G/Eskom | Eskom | Eskom Holdings (Pty) Ltd | Grootvlei | Coal | Mpumalanga | January-December 2018 | 2018 | 1130 | 2644796.23 | 237762.33 | 2407033.9 | 0 | 2407033.9 | 0 | 2407033.9
NER/G/Eskom | Eskom | Eskom Holdings (Pty) Ltd | Hendrina | Coal | Mpumalanga | January-December 2018 | 2018 | 1900 | 8601265.8 | 616233.37 | 7985032.43 | 0 | 7985032.43 | 0 | 7985032.43
NER/G/Eskom | Eskom | Eskom Holdings (Pty) Ltd | Kendal | Coal | Mpumalanga | January-December 2018 | 2018 | 3840 | 24612913.06 | 1918505.09 | 22694407.97 | 0 | 22694407.97 | 0 | 22694407.97
NER/G/Eskom | Eskom | Eskom Holdings (Pty) Ltd | Komati | Coal | Mpumalanga | January-December 2018 | 2018 | 1000 | 2318905.87 | 165328.51 | 2153577.36 | 0 | 2153577.36 | 0 | 2153577.36
NER/G/Eskom | Eskom | Eskom Holdings (Pty) Ltd | Kriel | Coal | Mpumalanga | January-December 2018 | 2018 | 2850 | 13465249.3 | 870173.16 | 12595076.14 | 0 | 12595076.14 | 0 | 12595076.14
NER/G/Eskom | Eskom | Eskom Holdings (Pty) Ltd | Lethabo | Coal | Free State | January-December 2018 | 2018 | 3558 | 20827205.9 | 1172157.79 | 19655048.11 | 0 | 19655048.11 | 0 | 19655048.11
NER/G/Eskom | Eskom | Eskom Holdings (Pty) Ltd | Majuba | Coal | Mpumalanga | January-December 2018 | 2018 | 3843 | 26301014.13 | 1909230.08 | 24391784.05 | 0 | 24391784.05 | 0 | 24391784.05
NER/G/Eskom | Eskom | Eskom Holdings (Pty) Ltd | Matimba | Coal | Limpopo | January-December 2018 | 2018 | 3690 | 29602780.12 | 2586669.4 | 27016110.72 | 0 | 27016110.72 | 0 | 27016110.72
NER/G/Eskom | Eskom | Eskom Holdings (Pty) Ltd | Matla | Coal | Mpumalanga | January-December 2018 | 2018 | 3450 | 20761579.8 | 1218096.32 | 19543483.48 | 0 | 19543483.48 | 0 | 19543483.48
NER/G/Eskom | Eskom | Eskom Holdings (Pty) Ltd | Tutuka | Coal | Mpumalanga | January-December 2018 | 2018 | 3510 | 17465880.77 | 1226462.59 | 16239418.18 | 0 | 16239418.18 | 0 | 16239418.18
NER/G/Eskom | Eskom | Eskom Holdings (Pty) Ltd | Acacia | Gas | Western Cape | January-December 2018 | 2018 | 171 | 1258 | 0 | 1258 | 0 | 1258 | 0 | 1258
NER/G/Eskom | Eskom | Eskom Holdings (Pty) Ltd | Ankerlig | Gas | Western Cape | January-December 2018 | 2018 | 588 | 340236.39 | 1622.2 | 338614.19 | 0 | 338614.19 | 0 | 338614.19
NER/G/Eskom | Eskom | Eskom Holdings (Pty) Ltd | Gourikwa | Gas | Western Cape | January-December 2018 | 2018 | 438 | 173101.81 | 1141.8 | 171960.01 | 0 | 171960.01 | 0 | 171960.01
NER/G/Eskom | Eskom | Eskom Holdings (Pty) Ltd | Port Rex | Gas | Eastern Cape | January-December 2018 | 2018 | 171 | 1189 | -3 | 1192 | 0 | 1192 | 0 | 1192
NER/G/Eskom | Eskom | Eskom Holdings (Pty) Ltd | Gariep | Hydro | Border of Free State and Eastern Cape | January-December 2018 | 2018 | 360 | 529767 | 650.86 | 529116.14 | 0 | 529116.14 | 0 | 529116.14
NER/G/Eskom | Eskom | Eskom Holdings (Pty) Ltd | Vanderkloof | Hydro | Northern Cape | January-December 2018 | 2018 | 240 | 550949 | 5376.91 | 545572.09 | 0 | 545572.09 | 0 | 545572.09
NER/G/Eskom | Eskom | Eskom Holdings (Pty) Ltd | Koeberg | Nuclear | Western Cape | January-December 2018 | 2018 | 1870 | 11090472 | 529100 | 10561372 | 0 | 10561372 | 0 | 10561372
NER/G/Eskom | Eskom | Eskom Holdings (Pty) Ltd | Drakensberg | Pumped Storage | KwaZulu-Natal | January-December 2018 | 2018 | 1000 | 1154748 | 1373.95 | 1153374.05 | 1613750.4 | -460376.35 | 0 | -460376.35
NER/G/Eskom | Eskom | Eskom Holdings (Pty) Ltd | Palmiet | Pumped Storage | Western Cape | January-December 2018 | 2018 | 400 | 882477 | -190.07 | 882667.07 | 1147189.73 | -264522.66 | 0 | -264522.66
NER/G/Eskom | Eskom | Eskom Holdings (Pty) Ltd | Ncora | Hydro | Eastern Cape | January-December 2018 | 2018 | 2.1 | 1129.32 | 0 | 1129.32 | 0 | 1129.32 | 0 | 1129.32
NER/G/Eskom | Eskom | Eskom Holdings (Pty) Ltd | Mbashe | Hydro | Eastern Cape | January-December 2018 | 2018 | 42 | 0 | 0 | 0 | 0 | 0 | 0 | 0
NER/G/Eskom | Eskom | Eskom Holdings (Pty) Ltd | First Falls | Hydro | Eastern Cape | January-December 2018 | 2018 | 6 | 0 | 0 | 0 | 0 | 0 | 0 | 0
NER/G/Eskom | Eskom | Eskom Holdings (Pty) Ltd | Second Falls | Hydro | Eastern Cape | January-December 2018 | 2018 | 11 | 0 | 0 | 0 | 0 | 0 | 0 | 0
NER/G/Eskom | Eskom | Eskom Holdings (Pty) Ltd | Sere | Wind | Western Cape | January-December 2018 | 2018 | 105.8 | 335790.32 | 2797.84 | 332992.47 | 672.1 | 332320.37 | 0 | 332320.37
NER/G/Eskom | Eskom | Eskom Holdings (Pty) Ltd | Medupi | Coal | Limpopo | January-December 2018 | 2018 | 4500 | 13799324.47 | 1243806.35 | 12555518.12 | 0 | 12555518.12 | 0 | 12555518.12
NER/G/Eskom | Eskom | Eskom Holdings (Pty) Ltd | Ingula | Pumped Storage | KwaZulu-Natal | January-December 2018 | 2018 | 1332 | 2704940 | 33458.84 | 2671481.16 | 3348082.8 | -676601.64 | 0 | -676601.64
NER/G/Eskom | Eskom | Eskom Holdings (Pty) Ltd | Kusile | Coal | Mpumalanga | January-December 2018 | 2018 | 4800 | 3899915.64 | 402669.64 | 3497246 | 0 | 3497246 | 0 | 3497246
NERSA/IPP/EC109/2014 | Private | AC Whitcher (Pty) Ltd | AC Whitcher Sawmill | Biomass | Eastern Cape | January-December 2018 | 2018 | 0.8 | 7017.39 | 0 | 7017.39 | 174.2 | 7017.39 | 7191.59 | 0
NER/IPP/EC/658-393 | Private | Nojoli Wind Farm (RF) (Pty) Ltd | Nojoli Wind Farm | Wind | Eastern Cape | January-December 2018 | 2018 | 86.6 | 244175.71 | 0 | 244175.71 | 571.68 | 243604.03 | 6 | 243598.03
NERSA/IPP/NC/658-268 | Private | ACWA Power Solafrica Bokpoort CSP Power Plant (Pty) Ltd | Bokpoort CSP Power Plant | Concentrated Solar Power (CSP) | Northern Cape | January-December 2018 | 2018 | 50 | 230595.59 | 23349.52 | 207246.07 | 5110.34 | 207246.07 | 0 | 207246.07
NER/IPP/NC/658-73 | Private | Adams Solar PV Project 2 (Pty) Ltd | Adams Solar PV | Solar Photovoltaic (PV) | Northern Cape | January-December 2018 | 2018 | 75 | 150738 | 0 | 150738 | 1064.12 | 149673.88 | 0 | 149673.88
NERSA/IPP/NC/658-112 | Private | AE-AMD Independent Power Producer 1 (Pty) Ltd | Greefspan PV Power Plant | Solar Photovoltaic (PV) | Northern Cape | January-December 2018 | 2018 | 10 | 27261.72 | 0 | 27261.72 | 101.32 | 27261.72 | 29.88 | 27261.72
NER/IPP/NC/658-60 | Private | AE-AMD Independent Power Producer 3 (Pty) Ltd | Herbert PV Power Plant | Solar Photovoltaic (PV) | Northern Cape | January-December 2018 | 2018 | 19.98 | 53464.91 | 0 | 53464.91 | 175.33 | 53464.91 | 33.69 | 53464.91
NER/G/KELVIN | Private | AES Kelvin Power (Pty) Ltd | Kelvin | Coal | Gauteng | January-December 2018 | 2018 | 600 | 1857223 | 150128 | 1707095 | 0 | 1707095 | 0 | 1707095
NERSA/IPP/EC/658-269 | Private | Amakhala Emoyeni Re Project 1 (Pty) Ltd | Amakhala Emoyeni Wind Farm | Wind | Eastern Cape | January-December 2018 | 2018 | 133.7 | 412035.51 | 0 | 412035.51 | 295.79 | 411739.73 | 282.15 | 403587.3
NERSA/IPP/WC/658-277 | Private | Aurora Wind Power (RF) (Pty) Ltd | West Coast 1 | Wind | Western Cape | January-December 2018 | 2018 | 90.8 | 287529.33 | 0 | 287529.33 | 385.34 | 287143.99 | 385.34 | 287529.33
NERSA/IPP/WC/658-270 | Private | Aurora-Rietvlei Solar Power (RF) (Pty) Ltd | Aurora Rietvlei Solar Power | Solar Photovoltaic (PV) | Western Cape | January-December 2018 | 2018 | 9 | 18691.12 | 135.21 | 18826.33 | 0 | 18691.12 | 0 | 18691.12
NERSA/IPP/EC232/2011 | Private | Avianto Energy (Pty) Ltd | Electrawinds Wind Turbine | Wind | Eastern Cape | January-December 2018 | 2018 | 1.8 | 5559.23 | 0 | 5559.23 | 0 | 5559.23 | 0 | 5559.23
NERSA/IPP/KZN/658-133 | Private | Avon Peaking Power (Pty) Ltd | Avon generation station | Gas | KwaZulu-Natal | January-December 2018 | 2018 | 670 | 270194.19 | 2990.47 | 267203.71 | 12944.81 | 267203.71 | 0 | 267203.71
NERSA/G/BET-IPP | Private | Bethlehem Hydro (Pty) Ltd | Merino | Hydro | Free State | January-December 2018 | 2018 | 4 | 28112.14 | 0 | 28112.14 | 0 | 28112.14 | 11.45 | 28100.69
NERSA/G/BET-IPP | Private | Bethlehem Hydro (Pty) Ltd | Sol Plaatje | Hydro | Free State | January-December 2018 | 2018 | 3 | 17759.64 | 0 | 17759.64 | 0 | 17759.64 | 10.1 | 17749.54
NERSA/IPP/NC/658-271 | Private | Blue Falcon 140 Trading (Pty) Ltd | Gouda Wind Energy Facility | Wind | Northern Cape | January-December 2018 | 2018 | 135.2 | 336163.48 | 0 | 336163.48 | 1514.49 | 336163.48 | 1514.49 | 336163.48
NERSA/IPP/GP/658-326 | Private | Bronkhorstspruit Biogas Plant (Pty) Ltd | Bronkhorstspruit Biogas Plant | Biogas | Gauteng | January-December 2018 | 2018 | 4.2 | 18919.62 | 3059.41 | 15860.21 | 0 | 15860.21 | 0 | 15860.21
NERSA/IPP/NC/658-272 | Private | Chaba Wind Power (Pty) Ltd | Chaba Wind Farm Project | Wind | Northern Cape | January-December 2018 | 2018 | 21 | 59884.14 | 0 | 59884.14 | 130.03 | 59754.11 | 0 | 59754.11
820655 | Municipality | City of Cape Town | Athlone Gas Turbine | Gas | Western Cape | January-December 2018 | 2018 | 40 | 158.17 | 89.28 | 68.89 | 0 | 68.89 | 0 | 68.89
820655 | Municipality | City of Cape Town | Roggebaai Gas Turbine | Gas | Western Cape | January-December 2018 | 2018 | 40 | 157.04 | 18.35 | 138.69 | 0 | 138.69 | 0 | 138.69
820655 | Municipality | City of Cape Town | Steenbras | Pumped Storage | Western Cape | January-December 2018 | 2018 | 180 | 69519.76 | 821.56 | 68698.2 | 61116.4 | 7581.8 | 0 | 7581.8
NER/G/TSHW | Municipality | City of Tshwane | Rooiwal | Coal | Gauteng | January-December 2018 | 2018 | 300 | 0 | 0 | 0 | 3503.9 | -3503.9 | 0
NER/G/TSHW | Municipality | City of Tshwane | Pretoria West | Coal and Gas | Gauteng | January-December 2018 | 2018 | 204 | 0 | 0 | 0 | 0 | 0 | 2174
NERSA/G/CKL-IPP | Private | Clackson Power Company (Pty) Ltd | Clanwilliam Dam Hydo Power Station | Hydro | Western Cape | January-December 2018 | 2018 | 1.5 | 4819.1 | 55.91 | 4763.19 | 0 | 4763.19 | 0 | 4763.19
NERSA/IPP/LP/882-29 | Private | Core Energy (Pty) Ltd | Witkop Solar Park | Solar Photovoltaic (PV) | Limpopo | January-December 2018 | 2018 | 30 | 59888.8 | 0 | 59888.8 | 425.2 | 59463.6 | 0 | 59463.6
NERSA/IPP/NC/468-21 | Private | Coria (PKF) Investment 28 (Pty) Ltd | Noblesfontein Wind Farm | Wind | Northern Cape | January-December 2018 | 2018 | 75 | 228711.26 | 540.02 | 228171.24 | 0 | 228171.24 | 540.02 | 228171.24
NERSA/IPP/WP/1033-194 | Private | CPV Power Plant No.1 (Pty) Ltd | CPV Power Plant No.1 | Solar Photovoltaic (PV) | Western Cape | January-December 2018 | 2018 | 36 | 70552.17 | 0 | 70552.17 | 153.01 | 70399.16 | 0 | 70552.17
NER/G/IPP/DAR | Private | Darling Independent Power Producer (Pty) Ltd | Darlipp (Pty) Ltd | Wind | Western Cape | January-December 2018 | 2018 | 5.2 | 7786.4 | 0 | 7786.4 | 57.93 | 7728.48 | 0 | 7728.48
NERSA/IPP/EC/658-134 | Private | Dedisa Peaking Power (Pty) Ltd | Dedisa generation station | Gas | Eastern Cape | January-December 2018 | 2018 | 335 | 121766.35 | 1329.99 | 120436.35 | 6720.49 | 120436.35 | 0 | 120436.35
NERSA/IPP/EC/658-128 | Private | Dorper Wind Farm (Pty) Ltd | Dorper Wind Farm | Wind | Eastern Cape | January-December 2018 | 2018 | 100 | 313350.28 | 0 | 313350.28 | 362.98 | 306211.75 | 362.98 | 306211.75
NER/IPP/WC/658-409 | Private | Electra Capital (Pty) Ltd | Paleisheuwel Solar Park | Solar Photovoltaic (PV) | Western Cape | January-December 2018 | 2018 | 75 | 147180.52 | 0 | 147180.52 | 1091.89 | 146088.63 | 6 | 146082.63
NER/IPP/GP/658-400 | Private | Energy Joburg (RF) (Pty) Ltd | Robinsons Deep Site | Methane Gas | Gauteng | January-December 2018 | 2018 | 3 | 20344.45 | 0 | 20344.45 | 0 | 20344.45 | 0 | 20344.45
NER/IPP/GP/658-400 | Private | Energy Joburg (RF) (Pty) Ltd | Goudkoppies Site | Methane Gas | Gauteng | January-December 2018 | 2018 | 5 | 2954.68 | 6.03 | 2954.68 | 6.03 | 2954.68 | 6.03 | 2954.68
NER/IPP/GP/658-400 | Private | Energy Joburg (RF) (Pty) Ltd | Marie Louise Site | Methane Gas | Gauteng | January-December 2018 | 2018 | 5 | 9794.1 | 4.95 | 9794.1 | 4.95 | 9794.1 | 4.95 | 9794.1
NERSA/IPP/L/1033-195 | Private | Erika Energy (Pty) Ltd | Southpan Solar Park | Solar Photovoltaic (PV) | Gauteng | January-December 2018 | 2018 | 28 | 58938.3 | 0 | 58938.3 | 592.4 | 58345.9 | 0 | 58345.9
NERSA/IPP/NC/658-273 | Private | Firefly Investments 230 (RF) (Pty) Ltd | Boshoff Solar Park | Solar Photovoltaic (PV) | Northern Cape | January-December 2018 | 2018 | 60 | 128270.93 | 0 | 128270.93 | 817.64 | 127453.29 | 0 | 127453.29
NER/IPP/EC/658-62 | Private | Firefly Investments 253 (Pty) Ltd | Letsatsi PV | Solar Photovoltaic (PV) | Eastern Cape | January-December 2018 | 2018 | 64 | 145349.66 | 1250.28 | 144099.39 | 0 | 144099.39 | 0 | 144099.39
199-295-1 | Private | Friedenheim Irrigation Board | Friedenheim | Hydro | Mpumalanga | January-December 2018 | 2018 | 2.5 | 12472.39 | 0 | 12472.39 | 0 | 12472.39 | 124.72 | 12347.67
NER/IPP/NC/468-41 | Private | Gibson Bay Wind Farm (Pty) Ltd | Gibson Bay Wind Power | Wind | Northern Cape | January-December 2018 | 2018 | 111 | 370867.36 | 0 | 370867.36 | 276.16 | 370591.2 | 6 | 370585.2
NERSA/IPP/EC/658-274 | Private | Grassridge Wind Power (Pty) Ltd | Grassridge Wind Farm | Wind | Eastern Cape | January-December 2018 | 2018 | 59.8 | 164323.68 | 0 | 164323.68 | 529.15 | 163794.52 | 0 | 163794.52
NER/G/KZ226/01 | Private | Illovo Sugar South Africa Limited | Eston Mill | Bagasse | KwaZulu-Natal | January-December 2018 | 2018 | 2 | 29747.44 | 26817.73 | 2929.71 | 1901.06 | 1028.65 | 28718.79 | 0
NERSA/IPP/NC/658-275 | Private | Jasper Power Company (Pty) Ltd | Jasper Power Company | Solar Photovoltaic (PV) | Northern Cape | January-December 2018 | 2018 | 75 | 175645.18 | 0 | 175645.18 | 1123.27 | 174521.91 | 13.72 | 174508.19
NER/IPP/EC/658-138 | Private | Jeffreys Bay Wind Farm (RF) (Pty) Ltd | Jeffreys Bay Wind Farm | Wind | Eastern Cape | January-December 2018 | 2018 | 133.86 | 416304.23 | 0 | 416304.49 | 0 | 416304.49 | 0 | 416304.49
NER/IPP/NC/658-137 | Private | Ka Xu Solar One (Pty) Ltd | Ka Xu Solar One | Concentrated Solar Power (CSP) | Northern Cape | January-December 2018 | 2018 | 100 | 348742.72 | 33324.67 | 348742.72 | 9061.51 | 315418.05 | 33324.67 | 315418.05
NERSA/IPP/NC/658-276 | Private | Kakamas Hydroelectric Power (Pty) Ltd | Kakamas Hydro Electric Power | Hydro | Northern Cape | January-December 2018 | 2018 | 10 | 43103.21 | 0 | 43103.21 | 26.83 | 42814.01 | 26.83 | 42814.01
NER/IPP/NC/658-106 | Private | Khi Solar one (Pty) Ltd | Khi Solar one | Concentrated Solar Power (CSP) | Northern Cape | January-December 2018 | 2018 | 50 | 111959.79 | 6141.48 | 111959.79 | 8348.31 | 105818.31 | 6141.48 | 105818.31
NER/IPP/WC/658-105 | Private | Klipheuwel-Dassiefontein Wind Energy Facility (Pty) Ltd | Dassieklip Wind Energy Facility | Wind | Western Cape | January-December 2018 | 2018 | 27 | 73823.57 | 142.01 | 73681.56 | 142.01 | 73823.57 | 142.01 | 73823.57
NERSA/IPP/NC/658-111 | Private | Limarco 77 (Pty) Ltd | Limarco 77 (Pty) Ltd | Solar Photovoltaic (PV) | Northern Cape | January-December 2018 | 2018 | 10 | 21753.75 | 0 | 21753.75 | 75.31 | 21753.75 | 28.18 | 21753.75
NER/IPP/WC/658-1016 | Private | L'omarins (Pty) Ltd | L'omarins Hydro Power Plant | Hydro | Western Cape | January-December 2018 | 2018 | 2.42 | 0 | 14.09 | -14.09 | 4536.06 | -14.09 | 0 | 0
NER/IPP/NC/658-398 | Private | Longyuan Mulilo De Aar 2 North (Pty) Ltd | Longyuan Mulilo De Aar 2 North Wind Farm | Wind | Northern Cape | January-December 2018 | 2018 | 138.96 | 467892.82 | 0 | 467892.82 | 296.09 | 453663.82 | 14525.1 | 453663.82
NER/IPP/NC/658-394 | Private | Longyuan Mulilo De Aar Wind Power (Pty) Ltd | Longyuan Mulilo De Aar Maanhaarberg Wind Energy Facility | Wind | Northern Cape | January-December 2018 | 2018 | 96.48 | 294538.07 | 0 | 294538.07 | 340.69 | 285035.07 | 9843.69 | 285035.07
NERSA/G/IPP/MCS | Private | MethCap SPV1 (Proprietary) Limited | Cogeneration Plant Methcap Petro SA | Gas | Western Cape | January-December 2018 | 2018 | 4.25 | 8721.81 | 0 | 8721.81 | 456.8 | 8290.43 | 0 | 8290.43
NERSA/IPP/KZN282/11 | Private | Mondi Limited | Mondi Richards Bay Mill | Spent pulping liquor, Coal and Gas | KwaZulu-Natal | January-December 2018 | 2018 | 75 | 711588.58 | 0 | 711588.58 | 52421.99 | 764010.56 | 720984.65 | 43389.58
NERSA/IPP/MP/2012 | Private | Mpact Limited | Mpact, Piet Retief | Spent Liqour and Coal | Mpumalanga | January-December 2018 | 2018 | 5.1 | 9299.57 | 0 | 9299.57 | 84662.88 | 0 | 93962.45 | 0
NER/IPP/NC073/658-71 | Private | Mulilo Renewable Energy Solar De Aar (Pty) Ltd | Mulilo Renewable Energy Solar De Aar | Solar Photovoltaic (PV) | Northern Cape | January-December 2018 | 2018 | 10 | 20418.26 | 0 | 20418.26 | 137.45 | 20418.26 | 115.66 | 20418.26
NER/IPP/NC077/068-107 | Private | Mulilo Renewable Solar PV Prieska (Pty) Ltd | Mulilo Renewable Solar PV Prieska (Pty) Ltd | Solar Photovoltaic (PV) | Northern Cape | January-December 2018 | 2018 | 20 | 41726.48 | 0 | 41726.48 | 295.15 | 41726.48 | 192.03 | 41726.48
NER/IPP/NC/822-82 | Private | Mulilo Sonnedix Prieska PV (Pty) Ltd | Mulilo Sonnedix Prieska PV | Solar Photovoltaic (PV) | Northern Cape | January-December 2018 | 2018 | 75 | 165473.07 | 0 | 165473.07 | 717.32 | 165473.07 | 97.38 | 165473.07
NER/G/Nman | Municipality | Nelson Mandela Bay Metropolitan Municipality | Mount Road Gas Turbine | Gas | Eastern Cape | January-December 2018 | 2018 | 40 | 0 | 0 | 0 | 0 | 0 | 0 | 0
NERSA/G/KZ232/01 | Private | Newcastle Cogeneration Limited | Newcastle Cogeneration (Pty) Ltd | Gas | KwaZulu-Natal | January-December 2018 | 2018 | 13 | 0 | 0 | 0 | 0 | 0 | 0 | 0
NER/IPP/NC085/068-110 | Private | Oakleaf Investments Holdings 79 (Pty) Ltd | Lesedi PV | Solar Photovoltaic (PV) | Northern Cape | January-December 2018 | 2018 | 64 | 149862.69 | 1222.57 | 148640.12 | 0 | 148640.12 | 0 | 148640.12
NERSA/IPP/MP313/2012 | Private | Power Alt (Pty) Ltd | Power Alt | Gas | Mpumalanga | January-December 2018 | 2018 | 10.7 | 0 | 0 | 0 | 0 | 0 | 0 | 0
NER/IPP/FS/658-408 | Private | Pulida Energy (Pty) Ltd | Pulida Solar Park | Solar Photovoltaic (PV) | Free State | January-December 2018 | 2018 | 75 | 144016.1 | 0 | 144016.1 | 1083.2 | 142932.91 | 6 | 142926.91
NERSA/IPP/MP/2011 | Private | RCL Foods Sugar and Milling (Pty) Ltd | Komati | Bagasse and Coal | Mpumalanga | January-December 2018 | 2018 | 4 | 82927.12 | 0 | 82927.12 | 3888.66 | 82927.12 | 81273.58 | 5542.2
NERSA/IPP/MP/2011 | Private | RCL Foods Sugar and Milling (Pty) Ltd | Malelane | Bagasse and Coal | Mpumalanga | January-December 2018 | 2018 | 3.5 | 98726.17 | 0 | 98726.17 | 7485.56 | 98005.11 | 87505.31 | 18706.42
NERSA/IPP/EC/468-22 | Private | Kouga Wind Farm (RF) (Pty) Ltd | Kouga Wind Farm | Wind | Eastern Cape | January-December 2018 | 2018 | 80 | 264602.54 | 0 | 264602.54 | 124.58 | 264477.95 | 0 | 264477.95
NERSA/IPP/NC/822-28 | Private | Renewable Energy Investments SA (RF) (Pty) Ltd | Khathu | Solar Photovoltaic (PV) | Northern Cape | January-December 2018 | 2018 | 75 | 183729.9 | 2013.25 | 181716.65 | 2305.13 | 179411.52 | 168.92 | 176956.14
NERSA/IPP/EC/658-126 | Private | Renewables Cookhouse Wind Farm 1 (RF) (Pty) Ltd | Cookhouse Wind Farm | Wind | Eastern Cape | January-December 2018 | 2018 | 138.6 | 323614.55 | 0 | 323614.55 | 1443.78 | 323614.55 | 0 | 316114.06
NERSA/IPP/EC/658-127 | Private | Rubicept (Pty) Ltd | Metro Wind Van Stadens Wind Farm | Wind | Eastern Cape | January-December 2018 | 2018 | 27 | 69913.09 | 0 | 69913.09 | 97.68 | 69913.09 | 0 | 69913.09
NER/IPP/NW/658-55 | Private | Rustmo1 Solar Farm (Pty) Ltd | Rustmo1 Solar Farm (Pty) Ltd | Solar Photovoltaic (PV) | North West | January-December 2018 | 2018 | 7 | 11897.79 | 0 | 11897.8 | 0 | 11897.8 | 0 | 11897.8
NERSA/IPP/NC/822-30 | Private | SAMRP De Aar (RF) (Pty) Ltd | SAMRP De Aar Solar Farm (Pty) Ltd | Solar Photovoltaic (PV) | Northern Cape | January-December 2018 | 2018 | 48.5 | 94719.04 | 0 | 94430.67 | 0 | 94430.67 | 0 | 94430.67
NERSA/IPP/NC/822-31 | Private | SAMRP Droogfontein (RF) (Pty) Ltd | SAMRP Droogfontein Solar Farm (Pty) Ltd | Solar Photovoltaic (PV) | Northern Cape | January-December 2018 | 2018 | 48.5 | 91691.3 | 0 | 91691.3 | 0 | 91691.3 | 0 | 91691.3
NER/IPP/NC/658-393 | Private | SAMRP Khobab Wind (Pty) Ltd | Khobab Wind Farm | Wind | Northern Cape | January-December 2018 | 2018 | 138 | 506322.28 | 0 | 506322.28 | 828.02 | 505494.26 | 0 | 505494.26
NER/IPP/NC/658-395 | Private | SAMRP Loeriesfontein 2 (Pty) Ltd | Loeriesfontein 2 Wind Farm | Wind | Northern Cape | January-December 2018 | 2018 | 138.23 | 469272.91 | 0 | 469272.91 | 924.62 | 468348.29 | 0 | 468348.29
NER/IPP/NC/658-399 | Private | SAMRP Noupoort (Pty) Ltd | Noupoort Wind Farm | Wind | Northern Cape | January-December 2018 | 2018 | 79.05 | 283331.46 | 10.17 | 283321.29 | 195.24 | 283126.05 | 0 | 283126.05
LCE/COGEN/KZN291/2013 | Private | Sappi Southern Africa Ltd | Sappi Saiccor | Spent Pulping Liqour and Coal | KwaZulu-Natal | January-December 2018 | 2018 | 2 | 188090.87 | 1351.58 | 186739.29 | 328589.59 | 0 | 516680.46 | 0
LCE/COGEN/KZN291/2013 | Private | Sappi Southern Africa Ltd | Sappi Ngodwana | Spent Pulping Liqour and Coal | Mpumalanga | January-December 2018 | 2018 | 117 | 833669.05 | 0 | 833669.05 | 37309.5 | 44546.24 | 826432.3 | 44546.24
NER/IPP/FS/2013 | Private | Sasol South Africa (Pty) Limited | Sasol Chemical Industries Plant | Coal | Free State | January-December 2018 | 2018 | 128 | 648526.82 | 0 | 648526.82 | 0 | 648526.82 | 648526.82 | 0
NER/IPP/FS/2013 | Private | Sasol South Africa (Pty) Limited | Sasol Synfuels Steam Plant | Coal | Mpumalanga | January-December 2018 | 2018 | 600 | 3629277.15 | 0 | 3629277.15 | 0 | 3629277.15 | 3629277.15 | 0
NER/IPP/FS/2013 | Private | Sasol South Africa (Pty) Limited | Sasolburg Gas Engines Power Plant | Gas | Free State | January-December 2018 | 2018 | 175 | 944996.1 | 22225.8 | 922770.3 | 0 | 922770.3 | 922770.3 | 0
NER/IPP/FS/2013 | Private | Sasol South Africa (Pty) Limited | Sasol unit 543 Gas Turbines | Gas | Mpumalanga | January-December 2018 | 2018 | 252 | 1725873.98 | 20601.2 | 1705272.78 | 0 | 1705272.78 | 1705272.78 | 0
NER/IPP/NC/658-83 | Private | Scatec Solar SA 166 (Pty) Ltd | Kalkbult | Solar Photovoltaic (PV) | Northern Cape | January-December 2018 | 2018 | 75 | 146605.71 | 824.47 | 145781.24 | 898.47 | 146605.71 | 898.47 | 146605.71
NERSA/IPP/NC/658-112 | Private | Sevenstones 159 (Pty) Ltd | Sevenstone 159 (Pty) Ltd | Solar Photovoltaic (PV) | Northern Cape | January-December 2018 | 2018 | 10 | 21483.49 | 0 | 21483.49 | 79.31 | 21483.49 | 24.55 | 21483.49
NERSA/IPP/NC/658-278 | Private | Simacel 155 (Pty) Ltd | Linde | Solar Photovoltaic (PV) | Northern Cape | January-December 2018 | 2018 | 36.8 | 88364.77 | 898.95 | 87465.82 | 326.31 | 88364.77 | 326.31 | 88364.77
NERSA/IPP/NC/658-279 | Private | Simacel 160 (Pty) Ltd | Dreunberg | Solar Photovoltaic (PV) | Northern Cape | January-December 2018 | 2018 | 69.6 | 158012.78 | 66.44 | 157946.35 | 577.61 | 158012.78 | 577.61 | 158012.78
NER/IPP/EC/658-78 | Private | SlimSun (Pty) Ltd | SlimSun Swatland Solar Park | Solar Photovoltaic (PV) | Eastern Cape | January-December 2018 | 2018 | 5 | 10161.59 | 0 | 10161.59 | 36.23 | 10161.59 | 36.23 | 10161.59
NER/IPP/NC/658-90 | Private | Solar Capital De Aar (Pty) Ltd | iLanga Lethemba PV solar energy | Solar Photovoltaic (PV) | Northern Cape | January-December 2018 | 2018 | 75 | 152234.95 | 0 | 152234.95 | 0 | 152234.95 | 0 | 152234.95
NERSA/IPP/NC/658-280 | Private | Solar Capital De Aar 3 (Pty) Ltd | iLanga Lethemba PV energy facility | Solar Photovoltaic (PV) | Northern Cape | January-December 2018 | 2018 | 75 | 152234.95 | 0 | 152234.95 | 0 | 152234.95 | 0 | 152234.95
NERSA/IPP/FS/658-267 | Private | Stortemelk Hydro (Pty) Ltd | Stortemelk Hydro (Pty) Ltd | Hydro | Free State | January-December 2018 | 2018 | 4.31 | 31698.2 | 0 | 31698.2 | 132.18 | 31566.02 | 6 | 31560.02
NERSA/IPP/NC/658-281 | Private | Sublunary Trading (Pty) Ltd RF | Upington Solar PV Project | Solar Photovoltaic (PV) | Northern Cape | January-December 2018 | 2018 | 8.9 | 18827.2 | 0 | 18827.2 | 117.22 | 18709.98 | 0 | 18709.98
NER/MUNIC/G/MP32/01 | Municipality | Thaba Chweu Local Municipality | Lydenburg Hydro | Hydro | Mpumalanga | January-December 2018 | 2018 | 3.35 | 0 | 0 | 0 | 0 | 0 | 0 | 0
NER/IPP/L/822-76 | Private | Tobivox (Pty) Ltd | Tom Burke Solar Park | Solar Photovoltaic (PV) | Limpopo | January-December 2018 | 2018 | 60 | 113944.17 | 0 | 113944.17 | 1005.16 | 112939.01 | 0 | 112939.01
NER/G/THS | Private | Tongaat Hulett Sugar Mills and Estates Limited | Amatikulu | Bagasse and Coal | KwaZulu-Natal | January-December 2018 | 2018 | 12 | 31290 | 0 | 31290 | 7839.94 | 0 | 37023.1 | 2106.85
NER/G/THS | Private | Tongaat Hulett Sugar Mills and Estates Limited | Darnall | Bagasse and Coal | KwaZulu-Natal | January-December 2018 | 2018 | 12 | 19280 | 0 | 19280 | 4689.32 | 0 | 23969.32 | 0
NER/G/THS | Private | Tongaat Hulett Sugar Mills and Estates Limited | Felixton | Bagasse and Coal | KwaZulu-Natal | January-December 2018 | 2018 | 32 | 86900 | 0 | 86900 | 6265.43 | 0 | 69981.52 | 23183.91
NER/G/THS | Private | Tongaat Hulett Sugar Mills and Estates Limited | Maidstone | Bagasse and Coal | KwaZulu-Natal | January-December 2018 | 2018 | 22.5 | 34100.92 | 0 | 34100.92 | 10237.03 | 0 | 41364.95 | 2973
NERSA/IPP/EC/658-282 | Private | Tsitsikamma Community Wind Farm (Pty) Ltd | Tsitsikamma Community Wind Farm | Wind | Eastern Cape | January-December 2018 | 2018 | 94.8 | 320922.76 | 0 | 320922.76 | 655.86 | 320266.9 | 655.19 | 317489.24
NERSA/IPP/KZN/2012 | Private | Umfolozi Sugar Mill (Pty) Ltd | Umfolozi Sugar Mill | Bagasse | KwaZulu-Natal | January-December 2018 | 2018 | 5 | 53811.21 | 0 | 53811.21 | 2675.43 | 0 | 47771.47 | 8715.17
NER/IPP/WC/658-139 | Private | Umoya Energy (Pty) Ltd | Hopefield Wind Farm | Wind | Western Cape | January-December 2018 | 2018 | 65.4 | 171040.85 | 0 | 171040.85 | 607.94 | 171040.85 | 72 | 168900.45
NERSA/IPP/WC/658-283 | Private | Vredendal Solar Power Park (Pty) Ltd | Vredendal Solar Power Park | Solar Photovoltaic (PV) | Western Cape | January-December 2018 | 2018 | 8.82 | 18709.2 | 97.21 | 18806.41 | 0 | 18709.2 | 0 | 18709.2
NERSA/IPP/EC/658-284 | Private | Waainek Wind Farm Power (Pty) Ltd | Waainek Wind Farm | Wind | Eastern Cape | January-December 2018 | 2018 | 23.4 | 92581.04 | 0 | 92581.04 | 103.1 | 92477.95 | 0 | 92477.95
NERSA/IPP/NC/658-285 | Private | Windfall 59 Properties(Pty) Ltd | Sishen Solar Energy Facility | Solar Photovoltaic (PV) | Northern Cape | January-December 2018 | 2018 | 74 | 205329.77 | 0 | 205329.77 | 1374.3 | 205329.77 | 1374.3 | 205329.77
NER/IPP/NC/658-403 | Private | Xina Solar One (RF) (Pty) Ltd | Xina Solar One | Concentrated Solar Power (CSP) | Northern Cape | January-December 2018 | 2018 | 100 | 417924.36 | 44146.02 | 417924.36 | 8606.03 | 373778.34 | 44146.02 | 373778.34
[9 empty] | Sasol Plants | Elc | Efficiency | Coal | Gas
[10 empty] | MWh |  | TJ | TJ
[8 empty] | 16387370.82 | SSF Coal | 3629277.15 | 29% | 45053.0957
[9 empty] | Chemicals Coal | 648526.82 | 29% | 8050.6778
[9 empty] | SSF Gas | 922770.3 | 45% |  | 7382.1624
[9 empty] | Chemicals Gas | 1705272.78 | 45% |  | 13642.1822
[9 empty] | Total Fuels |  |  | 53103.7734 | 21024.3446
[9 empty] | Pulp and Paper |  | Elec Eff (CHP) | Total | Coal | Biomass | Coal share
[10 empty] | 1741296.49 | 5.8% | 108080.4718 | 54040.2359 | 54040.2359 | 50%
[9 empty] | Sugar Industry | 409965.13
[9 empty] | Actual | 708333.3333 | 5.692% |  | 5390 | 39410
[9 empty] | Non Eskom Electricity only Plants |  |  | Coal
[10 empty] | 1707095 | 24.9% | 24680.8916
Note on L144: observed in Sugar industry -Bruno Merven
Note on K147: from sugar study -Bruno Merven
Note on N147: sugar study -Bruno Merven
Note on O147: sugar study -Bruno Merven

## SUT2017
| Industry (DMRE categories) |  |  | Agriculture | Agriculture | Agriculture | Mining | Mining | Mining | Mining | Food&Tob | Food&Tob | Textile&leather | Textile&leather | Textile&leather | Textile&leather | Wood and Wood Products | Paper Pulp and Print | Paper Pulp and Print | Refinery | Chemical and Petrochemical | Chemical and Petrochemical | Chemical and Petrochemical | Chemical and Petrochemical | Non-Metallic Minerals | Non-Metallic Minerals | Iron and Steel | Non-Ferrous Metals | Iron and Steel | Machinery | Machinery | Other Ind | Other Ind | Other Ind | Transport equip | Other Ind | Other Ind | Power | Other Ind | Construction | Comm&gov | Comm&gov | Comm&gov | Comm&gov | Transport | Transport | Transport | Transport | Comm&gov | Comm&gov | Comm&gov | Comm&gov | Comm&gov | Comm&gov | Comm&gov | Comm&gov | Comm&gov | Comm&gov | Comm&gov | Comm&gov | Comm&gov | Comm&gov | Comm&gov | Comm&gov | Comm&gov |  |  | Exports | Residential | Comm&gov | Construction | Inventories
| Use of products | Total supply at purchasers' prices | Taxes less subsidies on products | Agriculture | Forestry | Fishing | Mining of coal and lignite | Mining of gold and uranium ore | Mining of metal ores | Other mining and quarrying | Food | Beverages and tobacco | Spinning, weaving and finishing of textiles | Knitted, crouched fabrics, wearing apparel, fur articles | Tanning and dressing of leather | Footwear | Sawmilling, planing of wood, cork, straw | Paper | Publishing, printing, recorded media | Coke oven, petroleum refineries | Nuclear fuel, basic chemicals | Other chemical products, man-made fibres | Rubber | Plastic | Glass | Non-metallic minerals | Basic iron and steel, casting of metals | Basic precious and non-ferrous metals | Fabricated metal products | Machinery and equipment | Electrical machinery and apparatus | Radio, television, communication equipment and apparatus | Medical, precision, optical instruments, watches and clocks | Motor vehicles, trailers, parts | Other transport equipment | Furniture | Manufacturing n.e.c, recycling | Electricity, gas, steam and hot water supply | Collection, purification and distribution of water | Construction | Wholesale trade, commission trade | Retail trade | Sale, maintenance, repair of motor vehicles | Hotels and restaurants | Land transport, transport via pipe lines | Water transport | Air transport | Auxiliary transport | Post and telecommunication | Financial intermediation | Insurance and pension funding | Activities to financial intermediation | Real estate activities | Renting of machinery and equipment | Computer and related activities | Research and experimental development | Other business activities | Government | Education | Health and social work | Sewerage and refuse disposal | Activities of membership organisations | Recreational, cultural and sporting activities | Other activities | Non-observed, informal, non-profit, households, | Total industry | Total economy | Exports | Households | General Government | Capital formation | Change in inventory | Residual
|  |  |  | I1 | I2 | I3 | I4 | I5 | I6 | I7 | I8 | I9 | I10 | I11 | I12 | I13 | I14 | I15 | I16 | I17 | I18 | I19 | I20 | I21 | I22 | I23 | I24 | I25 | I26 | I27 | I28 | I29 | I30 | I31 | I32 | I33 | I34 | I35 | I36 | I37 | I38 | I39 | I40 | I41 | I42 | I43 | I44 | I45 | I46 | I47 | I48 | I49 | I50 | I51 | I52 | I53 | I54 | I55 | I56 | I57 | I58 | I59 | I60 | I61 | I62 | TI | TE
P1 | Agriculture | ######## | 0 | 5733.11 | 588.59 | 69.37 | 11.88 | 1.15 | 4.39 | 5.51 | 52512.86 | 10861.75 | 2005.83 | 47.66 | 0.77 | 79.65 | 31.19 | 147.52 | 91.56 | 105.02 | 113.03 | 381.05 | 939.9 | 11.21 | 14.59 | 69.23 | 11.53 | 82.65 | 57.35 | 159.76 | 108.28 | 0 | 24.69 | 118.24 | 69.44 | 27.29 | 429.54 | 27.94 | 0 | 6.82 | 24.56 | 8.39 | 0 | 340.6 | 1.96 | 0.07 | 0.49 | 0.62 | 0.04 | 0 | 0 | 0 | 68.4 | 6.64 | 21.48 | 2.63 | 89.99 | 311.79 | 67.86 | 238.31 | 1.07 | 3.43 | 69.57 | 7.04 | 1168.32 | 77383.58 |  | 26162.44 | 99734.02 | 0 | 0 | -158 | -636.96
P2 | Live animal | 67540.81 | 0 | 0 | 0 | 0 | 0 | 0 | 0 | 0 | 32058.82 | 224.27 | 4166.14 | 0 | 5037.06 | 861.03 | 0 | 0 | 0 | 0 | 0 | 452.2 | 0 | 0 | 0 | 0 | 0 | 0 | 0 | 0 | 0 | 0 | 0 | 0 | 0 | 0 | 1372.86 | 0 | 0 | 0 | 0 | 0 | 0 | 0 | 0 | 0 | 0 | 0 | 0 | 0 | 0 | 0 | 0 | 0 | 0 | 0 | 0 | 0 | 0 | 0 | 0 | 0 | 0 | 0 | 3507.2 | 47679.6 |  | 3500.97 | 16660.4 | 0 | 0 | -122 | -178.15
P3 | Forestry | 23558.82 | 0 | 0 | 0 | 0 | 0 | 0 | 0 | 0 | 0 | 0 | 0 | 0 | 0 | 0 | 7621.25 | 8983.51 | 115.95 | 0 | 0 | 29.29 | 23.96 | 0 | 0 | 0 | 0 | 0 | 0 | 0 | 0 | 0 | 0 | 0 | 0 | 354.9 | 18.34 | 0 | 0 | 0 | 0 | 0 | 0 | 0 | 0 | 0 | 0 | 0 | 0 | 0 | 0 | 0 | 0 | 0 | 0 | 0 | 0 | 0 | 0 | 0 | 0 | 0 | 0 | 0 | 46.93 | 17194.13 |  | 291.6 | 6198.69 | 0 | 0 | -31 | -94.59
P4 | Fishing | 12410.25 | 0 | 0 | 0 | 0 | 0 | 0 | 0 | 0 | 3943.91 | 0 | 0 | 0 | 0 | 0 | 0 | 0 | 0 | 0 | 0 | 0 | 0 | 0 | 0 | 0 | 0 | 0 | 0 | 0 | 0 | 0 | 0 | 0 | 0 | 0 | 149.59 | 9.65 | 0 | 0 | 0 | 0 | 0 | 252.19 | 6.53 | 0.22 | 1.64 | 2.06 | 0.14 | 0 | 0 | 0 | 18.47 | 1.79 | 5.8 | 0.71 | 24.31 | 175.77 | 16.29 | 57.2 | 0.26 | 0.82 | 16.7 | 1.69 | 520.32 | 5206.06 |  | 2446.41 | 4781 | 0 | 0 | -9 | -14.23
P5 | Coal and lignite | ######## | 0 | 23.08 | 0 | 0 | 8.29 | 451.16 | 3560.55 | 769.61 | 636.07 | 105.81 | 238.98 | 73.69 | 3.97 | 1 | 163.2 | 3198.31 | 25.92 | 7737.63 | 324.81 | 95.44 | 55.38 | 10.64 | 15.95 | 1176.85 | 3576.96 | 18.95 | 53.51 | 28.43 | 16.06 | 4.98 | 0.42 | 3.13 | 4.29 | 25.65 | 10.07 | 36567.27 | 1525.47 | 0 | 0 | 0 | 0 | 46.55 | 83.72 | 2.82 | 21.02 | 26.41 | 1.8 | 0 | 0 | 0 | 0 | 0 | 0 | 0 | 0 | 683.05 | 16.04 | 56.34 | 0.25 | 0.81 | 16.45 | 1.66 | 76.21 | 61544.66 |  | 45955.78 | 2677.53 | 0 | 0 | 472 | -243.24
P6 | Metal ores | ######## | 0 | 0 | 0 | 0 | 0 | 0 | 0 | 0 | 0 | 0 | 0 | 0 | 0 | 0 | 12.53 | 0 | 0.45 | 9.13 | 0 | 0 | 0 | 0 | 0 | 0.2 | 38101.14 | 9323.24 | 2136.42 | 2191.68 | 2056.47 | 769.67 | 0 | 2972.53 | 269.91 | 0 | 250.1 | 0 | 0 | 0 | 0 | 0 | 0 | 0 | 0 | 0 | 0 | 0 | 0 | 0 | 0 | 0 | 0 | 0 | 0 | 0 | 0 | 0 | 0 | 0 | 0 | 0 | 0 | 0 | 7.73 | 58101.21 |  | ######## | 0 | 0 | 0 | 2477.13 | -1111.9
P7 | Other minerals | ######## | 0 | 4360.17 | 449.32 | 51.77 | 288.17 | 97 | 770.06 | 279.47 | 752.68 | 0.31 | 33.04 | 0 | 0 | 0 | 772.97 | 4.99 | 620.02 | ######## | 9327.71 | 5132.93 | 0 | 767.34 | 2127.85 | 20285.84 | 889.5 | 251.35 | 58.53 | 717.65 | 0 | 13.74 | 0 | 159.18 | 0.28 | 6.41 | 6497.3 | 152.5 | 55.59 | 17818.52 | 0 | 0 | 0 | 36.69 | 1140.43 | 38.48 | 286.37 | 359.8 | 24.57 | 0 | 0 | 0 | 0 | 0 | 0 | 0 | 0 | 3361.87 | 693.68 | 2436.12 | 10.97 | 35.09 | 711.23 | 71.95 | 6212.59 | ######## |  | ######## | 1108.94 | 0 | 0 | 2378 | -871.37
P8 | Electricity and gas | 52582.99 | 0 | 4713.03 | 484.8 | 56.76 | 1122.5 | 10333.45 | 4113.77 | 1088.26 | 496.19 | 16.09 | 254.8 | 29.64 | 4.48 | 0.03 | 161.19 | 767.71 | 35.44 | 1 | 8845.34 | 4710.79 | 33.3 | 51.96 | 364.17 | 506.43 | 3906.97 | 356.46 | 584.82 | 354.33 | 38.12 | 10.17 | 1.48 | 578.11 | 124.45 | 46.4 | 50.69 | 0 | 0 | 0 | 0 | 0 | 0 | 0 | 0 | 0 | 0 | 0 | 0 | 0 | 0 | 0 | 0 | 0 | 0 | 0 | 0 | 0 | 0 | 0 | 0 | 0 | 0 | 0 | 23.12 | 44266.24 |  | 3217.57 | 5294 | 0 | 0 | 0 | -194.82
P9 | Natural water | 14321.49 | 0 | 915.11 | 95.65 | 12.86 | 28.57 | 289.09 | 396.22 | 104.74 | 182.3 | 1733.29 | 0 | 0 | 0.08 | 0 | 0 | 0 | 0 | 0 | 44.02 | 27.98 | 0 | 0 | 0 | 0 | 0 | 0 | 0 | 0 | 0 | 0 | 0 | 0 | 0 | 0 | 4.66 | 0 | 10464.36 | 0 | 0 | 0 | 0 | 0 | 0 | 0 | 0 | 0 | 0 | 0 | 0 | 0 | 0 | 0 | 0 | 0 | 0 | 0 | 0 | 0 | 0 | 0 | 0 | 0 | 12.07 | 14311.01 |  | 5 | 0 | 0 | 0 | 0 | 5.49
P10 | Meat | 86527.98 | 0 | 0 | 0 | 0 | 0 | 0 | 0 | 0 | 3621.66 | 0.05 | 0 | 0 | 0 | 0 | 0 | 42.89 | 0 | 0 | 0 | 4.16 | 0 | 0 | 0 | 0 | 0 | 0 | 0 | 20.06 | 0 | 0 | 0 | 0 | 0 | 0 | 111.8 | 99.43 | 0 | 0 | 0 | 0 | 0 | 1974.59 | 27.28 | 0.92 | 6.85 | 8.61 | 15.36 | 0 | 0 | 0 | 551.41 | 53.5 | 173.17 | 21.22 | 725.53 | 865.97 | 98.46 | 345.79 | 1.56 | 4.98 | 100.95 | 10.21 | 1337.05 | 10223.45 |  | 3085.41 | 73542.81 | 0 | 0 | -0.06 | -323.63
P11 | Fish | 29760.19 | 0 | 0 | 0 | 0 | 0 | 0 | 0 | 0 | 11895.61 | 0 | 0 | 0 | 0 | 0 | 0 | 0 | 0 | 0 | 0 | 0 | 0 | 0 | 0 | 0 | 0 | 0 | 0 | 0 | 0 | 0 | 0 | 0 | 0 | 0 | 148.99 | 0 | 0 | 0 | 0 | 0 | 0 | 0 | 0 | 0 | 0 | 0 | 0.84 | 0 | 0 | 0 | 0 | 0 | 0 | 0 | 0 | 0 | 0 | 0 | 0 | 0 | 0 | 0 | 380.58 | 12426.03 |  | 6240.77 | 11194.27 | 0 | 0 | -0.55 | -100.32
P12 | Vegetables | 14270.07 | 0 | 0 | 0 | 0 | 0 | 0 | 0 | 0 | 645.91 | 0 | 0 | 0 | 0 | 0 | 0 | 0 | 0 | 0 | 0 | 0 | 0 | 0 | 0 | 0 | 0 | 0 | 0 | 0 | 0 | 0 | 0 | 0 | 0 | 0 | 12.61 | 12.44 | 0 | 0 | 0 | 0 | 0 | 42.99 | 2.84 | 0.1 | 0.71 | 0.9 | 0.63 | 0 | 0 | 0 | 0 | 0 | 0 | 0 | 0 | 154.33 | 23.17 | 81.37 | 0.37 | 1.17 | 23.76 | 2.4 | 75.11 | 1080.81 |  | 1108.81 | 12117.41 | 0 | 0 | -0.1 | -36.86
P13 | Fruit and nuts | 35443.87 | 0 | 0 | 0 | 0 | 0 | 0 | 0 | 0 | 9840.2 | 3872.38 | 0 | 0 | 0.48 | 0 | 0 | 0 | 0 | 0 | 0 | 5.06 | 0 | 0 | 0 | 0 | 0 | 0 | 0 | 0 | 0 | 0 | 0 | 0 | 0 | 0 | 217.05 | 13.82 | 0 | 0 | 0 | 0 | 0 | 58.61 | 3.15 | 0.11 | 0.79 | 0.99 | 2.15 | 0 | 0 | 0 | 0 | 0 | 0 | 0 | 0 | 171.42 | 23.16 | 81.34 | 0.37 | 1.17 | 23.75 | 2.4 | 607.49 | 14925.88 |  | 7083.59 | 12588.24 | 0 | 0 | 999.67 | -153.51
P14 | Oils and fats | 33140.89 | 0 | 0 | 0 | 0 | 0 | 0 | 0 | 0 | 7447.22 | 0 | 20.43 | 0 | 0 | 0 | 0 | 0 | 0 | 0 | 481.14 | 2520.28 | 0 | 0 | 0 | 0 | 0 | 0 | 0 | 0 | 0 | 0 | 0 | 0 | 0 | 0 | 45.43 | 0 | 0 | 0 | 0 | 0 | 0 | 146.26 | 0 | 0 | 0 | 0 | 1.67 | 0 | 0 | 0 | 0 | 0 | 0 | 0 | 0 | 139.14 | 40.08 | 140.74 | 0.63 | 2.03 | 41.09 | 4.16 | 224.64 | 11254.95 |  | 4936.52 | 17082.69 | 0 | 0 | 0.12 | -133.38
P15 | Dairy products | 60797.79 | 0 | 0 | 0 | 0 | 0 | 0 | 0 | 0 | 9394.3 | 22.9 | 0 | 0 | 0 | 0 | 0 | 0 | 0 | 0 | 0 | 221.89 | 0 | 0 | 0 | 0 | 0 | 0 | 0 | 0 | 0 | 0 | 0 | 0 | 0 | 0 | 3.88 | 11.02 | 0 | 0 | 243.5 | 83.24 | 0 | 532.45 | 6.4 | 0.22 | 1.61 | 2.02 | 2.29 | 0 | 0 | 0 | 59.09 | 5.73 | 18.56 | 2.27 | 77.75 | 111.28 | 20.36 | 71.5 | 0.32 | 1.03 | 20.87 | 2.11 | 287.61 | 11204.2 |  | 4289.39 | 42455.72 | 0 | 0 | 3000.98 | -152.5
P16 | Grain mill products | 53535.88 | 0 | 0 | 0 | 0 | 0 | 0 | 0 | 0 | 8408.13 | 17.8 | 0 | 0 | 0 | 0 | 0 | 0 | 0 | 0 | 0 | 0 | 0 | 0 | 0 | 0 | 0 | 0 | 0 | 0 | 0 | 0 | 0 | 0 | 0 | 0 | 141.05 | 4.47 | 0 | 0 | 0 | 0 | 0 | 46.22 | 1.25 | 0.04 | 0.31 | 0.39 | 0.57 | 0 | 0 | 0 | 30.81 | 2.99 | 9.67 | 1.19 | 40.53 | 42.13 | 7.89 | 27.71 | 0.12 | 0.4 | 8.09 | 0.82 | 390.26 | 9182.86 |  | 3026.28 | 41472.93 | 0 | 0 | -0.41 | -145.78
P17 | Starches products | 21913.4 | 0 | 0 | 0 | 0 | 0 | 0 | 0 | 0 | 226.03 | 50.95 | 9.79 | 0 | 0 | 0 | 1.41 | 246.62 | 0 | 0 | 17.63 | 264.75 | 0 | 0 | 0 | 0 | 0 | 0 | 0 | 0 | 0 | 0 | 0 | 0 | 0 | 0 | 2.77 | 0 | 0 | 0 | 0 | 0 | 0 | 0 | 0 | 0 | 0 | 0 | 2.82 | 0 | 0 | 0 | 0 | 0 | 0 | 0 | 0 | 0 | 0 | 0 | 0 | 0 | 0 | 0 | 7.28 | 830.04 |  | 2088.8 | 19075.25 | 0 | 0 | -0.02 | -80.67
P18 | Animal feeding | 29766.52 | 0 | 11135.03 | 1142.2 | 135.82 | 3.2 | 0 | 0 | 0.99 | 289.67 | 0 | 0 | 0 | 0 | 0 | 0 | 0 | 0 | 0 | 0 | 0 | 0 | 0 | 0 | 0 | 0 | 0 | 0 | 0 | 0 | 0 | 0 | 0 | 0 | 0 | 0.07 | 5.09 | 0 | 0 | 0 | 0 | 0 | 0 | 0 | 0 | 0 | 0 | 0 | 0 | 0 | 0 | 0 | 0 | 0 | 0 | 0 | 2.45 | 0 | 0 | 0 | 0 | 0 | 0 | 0.18 | 12714.71 |  | 2023.37 | 14648.53 | 0 | 0 | 499.9 | -119.99
P19 | Bakery products | 97078.2 | 0 | 0 | 0 | 0 | 0 | 0 | 0 | 0 | 3293.3 | 9.2 | 0 | 0 | 0 | 0 | 0 | 0 | 0 | 0 | 0 | 0 | 0 | 0 | 0 | 0 | 0 | 0 | 0 | 0 | 0 | 0 | 0 | 0 | 0 | 0 | 66.13 | 164.44 | 0 | 0 | 0 | 0 | 0 | 1563.3 | 45.58 | 1.54 | 11.45 | 14.38 | 82.32 | 0 | 0 | 0 | 2053.9 | 199.26 | 645.03 | 79.03 | 2702.45 | 2725.03 | 584.44 | 2052.51 | 9.24 | 29.57 | 599.23 | 60.62 | 1481.4 | 18473.35 |  | 473.05 | 76569.41 | 0 | 0 | 1997.17 | -434.79
P20 | Sugar | 31256.84 | 0 | 0 | 0 | 0 | 0 | 0 | 0 | 0 | 3630.66 | 2375.39 | 0 | 0 | 1.42 | 0 | 0 | 0 | 0 | 0 | 439.65 | 851.74 | 0 | 0 | 0 | 0 | 0 | 0 | 0 | 0 | 0 | 0 | 0 | 0 | 0 | 0 | 40.76 | 37.55 | 0 | 0 | 435.93 | 149.03 | 0 | 0 | 16.33 | 0.55 | 4.1 | 5.15 | 2.26 | 0 | 0 | 0 | 291.42 | 28.27 | 91.52 | 11.21 | 383.44 | 115.5 | 17.93 | 62.95 | 0.28 | 0.91 | 18.38 | 1.86 | 123.83 | 9138.01 |  | 2062.49 | 20112.35 | 0 | 0 | -1.26 | -54.75
P21 | Confectionary products | 15848.94 | 0 | 0 | 0 | 0 | 0 | 0 | 0 | 0 | 4224.99 | 0 | 0 | 0 | 0 | 0 | 0 | 0 | 0 | 0 | 0 | 0 | 0 | 0 | 0 | 0 | 0 | 0 | 0 | 0 | 0 | 0 | 0 | 0 | 0 | 0 | 24.53 | 0 | 0 | 0 | 0 | 0 | 0 | 465.9 | 68.39 | 2.31 | 17.17 | 21.58 | 2.03 | 0 | 0 | 0 | 0 | 0 | 0 | 0 | 0 | 0 | 21.03 | 73.85 | 0.33 | 1.06 | 21.56 | 2.18 | 317.15 | 5264.07 |  | 465.76 | 10140.67 | 0 | 0 | 0.67 | -22.22
P22 | Pasta products | 2409.68 | 0 | 0 | 0 | 0 | 0 | 0 | 0 | 0 | 436.64 | 0 | 0 | 0 | 0 | 0 | 0 | 0 | 0 | 0 | 0 | 0 | 0 | 0 | 0 | 0 | 0 | 0 | 0 | 0 | 0 | 0 | 0 | 0 | 0 | 0 | 6.47 | 0 | 0 | 0 | 0 | 0 | 0 | 0 | 0 | 0 | 0 | 0 | 13.07 | 0 | 0 | 0 | 0 | 0 | 0 | 0 | 0 | 0 | 0 | 0 | 0 | 0 | 0 | 0 | 16.54 | 472.72 |  | 315.83 | 1627.82 | 0 | 0 | 0 | -6.69
P23 | Food n.e.c. | 51534.05 | 0 | 0 | 0 | 0 | 0 | 0 | 0 | 0 | 10745.22 | 861.35 | 0 | 0 | 0.16 | 0 | 0 | 0 | 0 | 0 | 39.13 | 0 | 0 | 0 | 0 | 0 | 0 | 0 | 0 | 0 | 0 | 0 | 0 | 0 | 0 | 0 | 123.4 | 14.68 | 0 | 0 | 1107.69 | 378.68 | 0 | 436.73 | 29.85 | 1.01 | 7.5 | 9.42 | 5.6 | 0 | 0 | 0 | 614.66 | 59.63 | 193.03 | 23.65 | 808.75 | 251.08 | 84.38 | 296.32 | 1.33 | 4.27 | 86.51 | 8.75 | 609.95 | 16802.75 |  | 6872.7 | 28051.99 | 0 | 0 | -0.14 | -193.25
P24 | Alcohol, beverages | ######## | 0 | 0 | 0 | 0 | 8.77 | 0.98 | 2.61 | 3.81 | 431.01 | 19429.88 | 0 | 0 | 0 | 0 | 0 | 0 | 0 | 0 | 0 | 0 | 0 | 0 | 0 | 0 | 0 | 0 | 0 | 0 | 0 | 0 | 0 | 0 | 0 | 0 | 0.7 | 0 | 0 | 0 | 0 | 0 | 0 | 914.27 | 135.92 | 4.59 | 34.13 | 42.88 | 2.93 | 0 | 0 | 0 | 0 | 0 | 0 | 0 | 0 | 111.24 | 3.61 | 12.67 | 0.06 | 0.18 | 3.7 | 0.37 | 473.07 | 21617.38 |  | 17799.68 | 91118.5 | 0 | 0 | 196.06 | -488.85
P25 | Soft drinks | 56903.81 | 0 | 0 | 0 | 0 | 361.36 | 20.18 | 107.49 | 156.83 | 0 | 0 | 0 | 0 | 0 | 0 | 0 | 0 | 0 | 0 | 0 | 0 | 0 | 0 | 0 | 0 | 0 | 0 | 0 | 0 | 0 | 0 | 0 | 0 | 0 | 0 | 0 | 0 | 0 | 0 | 0 | 0 | 0 | 13388.21 | 2519.02 | 85 | 632.55 | 794.74 | 104.15 | 0 | 0 | 0 | 0 | 0 | 0 | 0 | 0 | 2061.56 | 66.85 | 234.79 | 1.06 | 3.38 | 68.55 | 6.93 | 6882.66 | 27495.3 |  | 6682.46 | 22954.22 | 0 | 0 | -0.41 | -227.75
P26 | Tobacco products | 77549.85 | 0 | 0 | 0 | 0 | 570.99 | 31.88 | 169.84 | 247.8 | 0 | 0 | 0 | 0 | 0 | 0 | 0 | 0 | 0 | 0 | 0 | 0 | 0 | 0 | 0 | 0 | 0 | 0 | 0 | 0 | 0 | 0 | 0 | 0 | 0 | 0 | 0 | 0 | 0 | 0 | 0 | 0 | 0 | 13221.69 | 2211.28 | 74.61 | 555.27 | 697.65 | 60.5 | 0 | 0 | 0 | 0 | 0 | 0 | 0 | 0 | 1809.71 | 58.69 | 206.1 | 0.93 | 2.97 | 60.17 | 6.09 | 6752.47 | 26738.65 |  | 6699.82 | 44376.26 | 0 | 0 | -0.06 | -264.83
P27 | Textile fabrics | 34746.69 | 0 | 0 | 0 | 0 | 0 | 0 | 0 | 0 | 0 | 505.54 | 10445.31 | 12665.26 | 25.44 | 384.8 | 105.37 | 55.17 | 951.7 | 39.17 | 0 | 92.07 | 1256.3 | 4.66 | 0 | 1.99 | 0 | 0 | 28.51 | 61.9 | 13.19 | 0 | 0 | 1389.67 | 16.07 | 855.31 | 407.56 | 0 | 0 | 0 | 0 | 0 | 0 | 0 | 3.43 | 0.12 | 0.86 | 1.08 | 0.07 | 3.82 | 0.39 | 0.19 | 0 | 0 | 0 | 0 | 0 | 35.51 | 33.43 | 117.4 | 0.53 | 1.69 | 34.27 | 3.47 | 1023.85 | 30565.09 |  | 2548.46 | 1770.11 | 0 | 0 | 0.31 | -137.29
P28 | Made-up textile, articles | 22659.32 | 0 | 3154.31 | 325.24 | 39.13 | 63.28 | 39.92 | 322.38 | 104.95 | 0 | 0 | 0 | 0 | 0 | 0 | 0 | 0 | 0 | 0 | 0 | 0 | 0 | 0 | 0 | 0 | 0 | 0 | 0 | 0 | 0.74 | 0 | 57.78 | 0 | 0 | 0 | 0 | 0 | 0 | 0 | 0 | 0 | 0 | 111.63 | 696.92 | 23.52 | 175 | 219.88 | 15.02 | 7.2 | 0.73 | 0.36 | 0 | 0 | 0 | 0 | 0 | 812 | 89.77 | 315.26 | 1.42 | 4.54 | 92.04 | 9.31 | 235.39 | 6917.72 |  | 1491.14 | 14221.64 | 0 | 31.19 | 2.2 | -4.58
P29 | Carpets | 5244.63 | 0 | 0 | 0 | 0 | 39.36 | 25.81 | 252.68 | 64.67 | 0 | 0 | 183.82 | 0 | 0 | 0 | 0 | 0 | 0 | 0 | 0 | 0 | 0 | 0 | 0 | 0 | 0 | 0 | 0 | 0 | 0 | 0 | 0 | 1098.22 | 1.51 | 0 | 7.89 | 0 | 0 | 135.53 | 0 | 0 | 0 | 0 | 35.34 | 1.19 | 8.88 | 11.15 | 0.76 | 0 | 0 | 0 | 0 | 0 | 0 | 0 | 0 | 0 | 0 | 0 | 0 | 0 | 0 | 0 | 45.38 | 1912.19 |  | 1698.1 | 1644.75 | 0 | 0 | 0.02 | -10.43
P30 | Textile n.e.c. | 12273.53 | 0 | 16.47 | 0 | 0 | 2.83 | 3.25 | 11.55 | 7.2 | 0 | 0 | 330.19 | 1557.46 | 6.3 | 113.94 | 0 | 1008.98 | 0 | 0 | 0 | 1002.55 | 0 | 0 | 0 | 0 | 0 | 0 | 0.55 | 129.81 | 47.7 | 95.37 | 0 | 388.98 | 15.57 | 62.44 | 109.39 | 0 | 0 | 3094.83 | 0 | 0 | 0 | 0 | 17.7 | 0.6 | 4.44 | 5.58 | 0.38 | 0 | 0 | 0 | 0 | 0 | 0 | 0 | 0 | 47.17 | 0 | 0 | 0 | 0 | 0 | 0 | 1521.8 | 9603.04 |  | 860.68 | 1839.54 | 0 | 0 | -0.14 | -29.6
P31 | Knitting fabrics | 6504.53 | 0 | 0 | 0 | 0 | 0 | 0 | 0 | 0 | 0 | 0 | 45.88 | 1294.24 | 0 | 0 | 0 | 0 | 0 | 0 | 0 | 0 | 0 | 0 | 0 | 0 | 0 | 0 | 0 | 0 | 0 | 0 | 0 | 0 | 0 | 0 | 45.87 | 0 | 0 | 0 | 0 | 0 | 0 | 0 | 0 | 0 | 0 | 0 | 0 | 0 | 0 | 0 | 0 | 0 | 0 | 0 | 0 | 15.07 | 113.72 | 399.39 | 1.8 | 5.75 | 116.6 | 11.8 | 224.21 | 2274.33 |  | 3351.8 | 892.61 | 0 | 0 | -0.1 | -14.12
P32 | Wearing apparel | 78504.27 | 0 | 0 | 0 | 0 | 337.64 | 139.9 | 1130.83 | 370.76 | 0 | 0 | 0 | 12.61 | 0 | 0 | 0 | 0 | 0 | 0 | 0 | 0 | 0 | 0 | 0 | 0 | 0 | 0 | 0 | 0 | 0 | 0 | 0 | 0 | 0 | 0 | 0.41 | 150.94 | 0 | 0 | 3586.22 | 1226 | 0 | 52.93 | 337.9 | 11.4 | 84.85 | 106.6 | 7.28 | 6.14 | 0.62 | 0.31 | 185.26 | 17.97 | 58.18 | 7.13 | 243.76 | 1741.26 | 66.52 | 233.63 | 1.05 | 3.37 | 68.21 | 6.9 | 137.86 | 10334.43 |  | 2564.81 | 65873.42 | 0 | 0 | 7.04 | -275.44
P33 | Leather products | 24222.04 | 0 | 0 | 0 | 0 | 101.32 | 20.1 | 179.41 | 40.06 | 0 | 0 | 77.72 | 0 | 430.98 | 2273.52 | 0 | 83.22 | 3.56 | 0 | 0 | 0 | 0 | 0 | 0 | 0 | 0 | 0 | 0 | 0 | 0 | 0 | 0 | 5996.07 | 0 | 742.58 | 36.52 | 0 | 0 | 0 | 0 | 0 | 0 | 0 | 0 | 0 | 0 | 0 | 0 | 0 | 0 | 0 | 0 | 0 | 0 | 0 | 0 | 144.87 | 70.91 | 249.03 | 1.12 | 3.59 | 72.7 | 7.35 | 131.72 | 10666.38 |  | 8295.93 | 5347.28 | 0 | 0.04 | -0.88 | -86.71
P34 | Footwear | 32158.35 | 0 | 0 | 0 | 0 | 101.52 | 172.17 | 1383.85 | 358.81 | 0 | 0 | 0 | 5.79 | 8.26 | 1722.96 | 0 | 0 | 0 | 0 | 0 | 0 | 0 | 0 | 0 | 0 | 0 | 0 | 0 | 0 | 0 | 0 | 0 | 0 | 0 | 0 | 0.49 | 0 | 40.02 | 1296.79 | 387.61 | 132.51 | 0 | 0 | 0 | 0 | 0 | 0 | 0 | 0 | 0 | 0 | 0 | 0 | 0 | 0 | 0 | 909.04 | 263.81 | 926.46 | 4.17 | 13.35 | 270.48 | 27.36 | 444.49 | 8469.93 |  | 2121.53 | 21254.38 | 0 | 0 | 424.98 | -112.48
P35 | Wood products | 75917.5 | 0 | 1275.08 | 92.19 | 5.31 | 142.56 | 135.33 | 1148.9 | 1274.23 | 5345.11 | 3265.7 | 236.82 | 105.42 | 7.72 | 62.44 | 12482.3 | 2188.26 | 149.39 | 1116.95 | 498.04 | 3130.93 | 17.65 | 105.26 | 83.81 | 775.06 | 501.17 | 65.54 | 702.69 | 316.36 | 91.64 | 206.22 | 13.94 | 1329.61 | 205.19 | 6078.17 | 207.82 | 462.75 | 73.23 | 6223.04 | 2342.77 | 1436.52 | 62.27 | 99.88 | 1464.22 | 28.82 | 216.68 | 449.48 | 51.16 | 0 | 0 | 0 | 1075.94 | 2.48 | 0.92 | 1.07 | 211.17 | 1370.56 | 449.36 | 1249.83 | 7.27 | 17.83 | 343 | 39.09 | 2600.52 | 63642.66 |  | 9799.71 | 2466.53 | 0 | 0 | 348.69 | -340.09
P36 | Paper products | ######## | 0 | 79.03 | 34.42 | 8.92 | 41.64 | 30.09 | 280.81 | 105.01 | 4677.29 | 2902.72 | 298.12 | 179.33 | 16.28 | 107.39 | 546.13 | 26886.99 | 13695.3 | 196.32 | 307.24 | 4314.65 | 20.6 | 308.45 | 46.94 | 517.67 | 142.58 | 44.68 | 145.28 | 299.13 | 164.52 | 80.1 | 56.35 | 1063.8 | 6.38 | 197.88 | 805.92 | 151.64 | 13.62 | 731.11 | 18050.26 | 6707.37 | 275.66 | 70.62 | 1582.36 | 40.63 | 320.25 | 493.65 | 86.98 | 278.43 | 28.08 | 13.92 | 5653.03 | 483.92 | 1542.33 | 195.49 | 7062.55 | 1885.93 | 807.19 | 2586.73 | 11.48 | 43.07 | 713.55 | 76.58 | 1354.49 | ######## |  | 16445.04 | 10949.85 | 0 | 0 | 20.21 | -470.89
P37 | Printing | 86609.36 | 0 | 19.99 | 8.7 | 3.51 | 7.68 | 5.26 | 41.88 | 10.02 | 133.87 | 10.77 | 38.4 | 13.05 | 1.14 | 6.25 | 20.7 | 305.28 | 4128.79 | 17.46 | 15.37 | 188.54 | 7.14 | 46.23 | 2.74 | 12.88 | 22.95 | 6.97 | 30.72 | 56.5 | 24.76 | 8.13 | 7.43 | 52.15 | 3.18 | 10.79 | 9.64 | 136.35 | 10.72 | 174.16 | 21481.58 | 7671.56 | 184.87 | 210.65 | 431.73 | 12.32 | 102 | 158.84 | 134.76 | 927.65 | 93.56 | 46.38 | 9398.97 | 912.87 | 2939.46 | 387.87 | 12964.23 | 3451.13 | 1538.89 | 4878.7 | 17.62 | 108.66 | 1169.12 | 134.04 | 1701.19 | 76658.76 |  | 1165.72 | 8531.91 | 0 | 1.62 | 577.6 | -326.26
P38 | Petroleum products | ######## | 0 | 23718.16 | 2433.62 | 299.4 | 2062.45 | 1485.28 | 11990.81 | 2680.8 | 68.31 | 0 | 0 | 0 | 0 | 0 | 58.02 | 778.83 | 115.81 | 1485.24 | 8098.23 | 2912.78 | 457.58 | 105.01 | 0 | 81.73 | 24254.03 | 1417.33 | 7.96 | 74.67 | 2339.43 | 0 | 0 | 44.64 | 0 | 0 | 74.4 | 6413.48 | 380.26 | 23833.49 | 20187.48 | 6901.38 | 0 | 361.78 | 44169.46 | 1490.38 | 11091.36 | 13935.23 | 2304.73 | 1030.51 | 103.93 | 51.52 | 13391.3 | 1299.18 | 4205.54 | 515.27 | 17619.83 | 11785.26 | 885.72 | 3110.58 | 14 | 44.81 | 908.14 | 91.86 | 11938.02 | ######## |  | 41775.67 | 90281.02 | 0 | 747.31 | 1022.65 | -951.66
P39 | Basic chemicals | ######## | 0 | 0 | 0 | 0 | 166.36 | 241.73 | 1949.46 | 705.86 | 3085.6 | 2507.88 | 3102.52 | 578.66 | 302.75 | 685.87 | 585.27 | 5742.52 | 381.56 | 3221.48 | 54545.5 | 25860.5 | 5929.51 | 14358.29 | 115.8 | 434.14 | 2400.36 | 8581.74 | 323.23 | 1548.08 | 1514.81 | 279.13 | 228.3 | 1880.6 | 18.41 | 810.9 | 1465.31 | 217.7 | 373.98 | 0 | 0 | 0 | 0 | 0 | 132.11 | 4.46 | 33.17 | 41.68 | 2.85 | 2.1 | 0.21 | 0.11 | 15.43 | 1.5 | 4.85 | 0.59 | 20.3 | 409.61 | 514.77 | 1807.82 | 8.14 | 26.04 | 527.79 | 53.39 | 921.61 | ######## |  | 50470.45 | 1152.13 | 0 | 0 | -2.24 | -791.31
P40 | Fertilizers, pesticides | 44410.85 | 0 | 19666.53 | 2020.3 | 240.02 | 124.75 | 153.56 | 1228.74 | 288.45 | 0.24 | 0 | 0 | 0 | 0 | 0 | 0 | 0 | 0 | 0 | 2117.01 | 4080.67 | 0 | 0 | 0 | 0 | 0 | 0 | 0 | 0.48 | 0 | 0 | 0 | 0 | 0 | 0 | 0 | 63.96 | 295.69 | 0 | 225.35 | 77.04 | 0 | 264.64 | 11.25 | 0.38 | 2.82 | 3.55 | 0.24 | 0 | 0 | 0 | 152.79 | 14.82 | 47.98 | 5.88 | 201.04 | 149.6 | 165.46 | 581.09 | 2.62 | 8.37 | 169.65 | 17.16 | 283.03 | 32665.16 |  | 7341.34 | 4592.66 | 0 | 0 | 1.47 | -189.78
P41 | Paint, related products | 46306.03 | 0 | 495.64 | 52.19 | 5.74 | 97.95 | 131.2 | 1045.22 | 268.43 | 0.01 | 0 | 264.88 | 49.65 | 0.62 | 1.88 | 370.72 | 1992.64 | 3260.55 | 0.85 | 16.44 | 778.04 | 437.42 | 320 | 7.06 | 456.25 | 589.74 | 17.58 | 899.57 | 236.51 | 103.49 | 3.29 | 0 | 2032.06 | 5.32 | 246.44 | 32.1 | 549.59 | 93.42 | 7560.51 | 902.92 | 308.68 | 0 | 368.84 | 1627.38 | 54.91 | 408.65 | 513.43 | 35.06 | 106.98 | 10.79 | 5.35 | 1484.04 | 143.98 | 466.06 | 57.1 | 1952.65 | 2232.86 | 923.73 | 3244.06 | 14.6 | 46.73 | 947.1 | 95.81 | 4078.87 | 42453.59 |  | 2434.54 | 1591.53 | 0 | 0 | 1.14 | -174.78
P42 | Pharmaceutical products | 80582.36 | 0 | 5052.9 | 517.66 | 64.51 | 16.01 | 21.66 | 186.7 | 64.56 | 45.76 | 84.57 | 0 | 49.31 | 0 | 0 | 0 | 0 | 0 | 0 | 97.32 | 11506.23 | 0 | 0 | 0 | 0 | 0 | 0 | 0 | 0 | 0 | 0 | 0.44 | 0 | 0 | 0 | 2.22 | 37.99 | 0 | 0 | 0 | 0 | 0 | 0 | 3.89 | 0.13 | 0.98 | 1.23 | 0.08 | 0 | 0 | 0 | 571.98 | 55.49 | 179.63 | 22.01 | 752.6 | 14802.71 | 0 | 0 | 0 | 0 | 0 | 0 | 12.1 | 34150.65 |  | 7216.58 | 40056.75 | 0 | 0 | -500.51 | -341.1
P43 | Soap, cleaning, perfume | 72207.09 | 0 | 18.79 | 2.18 | 0 | 39.36 | 32.4 | 264.99 | 67.23 | 0 | 1.1 | 3.03 | 105.6 | 44.69 | 4.65 | 77.8 | 369.74 | 156.86 | 0 | 0.99 | 1444.9 | 0.31 | 35.45 | 0 | 0 | 37.77 | 0 | 138.37 | 19.53 | 20.87 | 1.12 | 0 | 179.74 | 1.16 | 26.46 | 7.35 | 0 | 0 | 0 | 1111.77 | 380.07 | 0 | 39.46 | 160.27 | 5.41 | 40.25 | 50.56 | 3.45 | 44.28 | 4.47 | 2.21 | 161.33 | 15.65 | 50.67 | 6.21 | 212.27 | 255.39 | 209.76 | 736.66 | 3.32 | 10.61 | 215.07 | 21.76 | 274.17 | 7117.5 |  | 5643.67 | 59764.72 | 0 | 0 | 3.71 | -322.5
P44 | Chemical products, n.e.c. | 49329.39 | 0 | 70.57 | 7.09 | 0 | 1968.62 | 1267.98 | 10242.47 | 2770.77 | 862.12 | 325.97 | 566.5 | 177.93 | 6.67 | 43.99 | 477.56 | 1108.76 | 146.44 | 97.22 | 625.07 | 3230.75 | 894.71 | 570.88 | 34.87 | 442.72 | 668.56 | 80.94 | 175.23 | 186.99 | 309.98 | 5.43 | 26.47 | 199.5 | 39.97 | 199.87 | 98.49 | 34.26 | 536.39 | 63.5 | 814.05 | 278.29 | 0 | 80.69 | 364.21 | 12.29 | 91.46 | 114.91 | 7.85 | 98.33 | 9.92 | 4.92 | 644.29 | 62.51 | 202.34 | 24.79 | 847.74 | 1192.99 | 192.47 | 675.95 | 3.04 | 9.74 | 197.34 | 19.96 | 417.6 | 34932.92 |  | 14055.01 | 444.64 | 0 | 0 | 22.9 | -126.08
P45 | Rubber tyres | 33089.6 | 0 | 284.07 | 25.16 | 5.07 | 420.52 | 432.54 | 3471.39 | 740.9 | 0 | 0 | 0 | 0 | 0 | 0 | 0 | 0 | 0 | 0 | 0 | 0 | 901.84 | 0 | 0 | 0 | 0 | 0 | 0 | 6.65 | 0 | 0 | 0 | 29.2 | 0 | 0 | 0 | 0 | 72.09 | 0 | 179.99 | 61.53 | 0 | 0 | 5795.86 | 195.57 | 1455.39 | 1828.56 | 124.88 | 107.18 | 10.81 | 5.36 | 325.58 | 31.59 | 102.25 | 12.53 | 428.39 | 1117.66 | 4.51 | 15.82 | 0.07 | 0.23 | 4.62 | 0.47 | 839.86 | 19038.14 |  | 3413.73 | 10737.05 | 0 | 5.44 | 8.2 | -112.97
P46 | Other rubber products | 13413.45 | 0 | 419.05 | 44.39 | 5.97 | 747.32 | 159.88 | 1270.19 | 363.27 | 0 | 0 | 21.61 | 61.22 | 1.19 | 454.72 | 156.37 | 1.8 | 55.34 | 0 | 58.66 | 0 | 247 | 174.88 | 0 | 1.89 | 0 | 0 | 32.97 | 580.96 | 8.3 | 98.35 | 12.69 | 3036.89 | 68.5 | 87.67 | 1066.14 | 14.47 | 38.87 | 0 | 0 | 0 | 0 | 0 | 556.24 | 18.77 | 139.68 | 175.49 | 11.98 | 0 | 0 | 0 | 0 | 0 | 0 | 0 | 0 | 92.18 | 59.81 | 210.04 | 0.95 | 3.03 | 61.32 | 6.2 | 188.14 | 10814.39 |  | 2256.12 | 387.01 | 0 | 0 | 1.65 | -45.72
P47 | Plastic products | 94144.72 | 0 | 639.65 | 66.03 | 9.99 | 295.78 | 130.04 | 1398.26 | 423.83 | 10997.65 | 4516.98 | 636.66 | 451.84 | 47.93 | 107.76 | 963.9 | 406.63 | 659.2 | 327.18 | 641.17 | 7221.04 | 296.71 | 2426.39 | 141.7 | 318.44 | 285.89 | 69.77 | 186.6 | 934.65 | 1955.33 | 271.71 | 405.65 | 4777.45 | 6.62 | 757.29 | 1208.24 | 20.32 | 18.16 | 15340.25 | 11779.01 | 4723.98 | 68.3 | 0 | 593.41 | 5.51 | 42.54 | 178.42 | 28.56 | 0 | 0 | 0 | 1180.14 | 2.72 | 1 | 1.17 | 231.62 | 107.55 | 100.03 | 119.8 | 1.7 | 1.61 | 19.54 | 5.08 | 5129.22 | 83683.57 |  | 3950.48 | 6875.78 | 0 | 13.52 | 4.12 | -382.75
P48 | Glass products | 24464.66 | 0 | 46.77 | 5.09 | 0 | 35.32 | 13.85 | 133.92 | 34.88 | 418.19 | 3853.28 | 1.32 | 0 | 0.01 | 0 | 166.5 | 0 | 43.05 | 6.8 | 11.84 | 1705.83 | 0 | 7.4 | 2936.1 | 28.65 | 0.9 | 1.09 | 2.57 | 201.37 | 105.31 | 1.77 | 338.24 | 1200.36 | 122.31 | 262.04 | 14.39 | 205.75 | 44.82 | 1979.37 | 55.63 | 19.02 | 0 | 72.77 | 73.4 | 2.48 | 18.43 | 23.16 | 1.58 | 0 | 0 | 0 | 42.69 | 4.14 | 13.41 | 1.64 | 56.17 | 570.38 | 113.03 | 396.96 | 1.79 | 5.72 | 115.89 | 11.72 | 661.15 | 16190.25 |  | 2173.29 | 6170.72 | 0 | 0.13 | -0.78 | -68.95
P49 | Non-structural ceramic | 8671.85 | 0 | 153.14 | 16.91 | 2.27 | 105.56 | 34.07 | 284.5 | 91.77 | 0 | 0 | 0 | 0 | 0 | 0 | 0 | 0 | 0 | 0 | 0 | 0 | 0 | 0 | 0 | 0 | 0 | 0 | 0 | 0 | 0 | 0 | 0 | 0 | 0 | 0 | 0 | 0 | 22.6 | 1659.1 | 1006.24 | 344.19 | 0 | 107.09 | 49.54 | 1.67 | 12.44 | 15.63 | 1.07 | 0 | 0 | 0 | 331.5 | 32.16 | 104.11 | 12.76 | 436.18 | 57.45 | 67.42 | 236.76 | 1.07 | 3.41 | 69.12 | 6.99 | 369.32 | 5636.04 |  | 719.41 | 2309.35 | 0 | 28.21 | 3.41 | -24.57
P50 | Structure non-refractory clay | 24038.65 | 0 | 0 | 0 | 0 | 0 | 0 | 0 | 0 | 0 | 0 | 0 | 0 | 0 | 0 | 0 | 0 | 0 | 0 | 0 | 0 | 0 | 0 | 0 | 1394.87 | 0 | 19.94 | 0 | 0 | 4.61 | 0 | 0 | 0.07 | 0 | 0 | 0 | 0 | 0 | 21619.5 | 0 | 0 | 0 | 0 | 0 | 0 | 0 | 0 | 0 | 10.25 | 1.03 | 0.51 | 0 | 0 | 0 | 0 | 0 | 0 | 0 | 0 | 0 | 0 | 0 | 0 | 4 | 23054.78 |  | 376.07 | 696.53 | 0 | 0 | -0.59 | -88.15
P51 | Plaster, cement | 19798.91 | 0 | 432.18 | 47.06 | 8.13 | 43.01 | 16.76 | 130.99 | 241.96 | 0 | 0 | 0.17 | 0 | 0 | 0 | 57.74 | 0 | 0 | 0 | 0 | 76.95 | 0 | 0 | 0 | 5724.01 | 150.06 | 0 | 15.87 | 64.52 | 0 | 0 | 0 | 0 | 0 | 0 | 1.39 | 241.36 | 68.32 | 7489.35 | 0 | 0 | 0 | 110.71 | 933.04 | 31.48 | 234.3 | 294.37 | 20.1 | 0 | 0 | 0 | 0 | 0 | 0 | 0 | 0 | 1323.84 | 67.94 | 238.61 | 1.07 | 3.44 | 69.66 | 7.05 | 1368.43 | 19513.87 |  | 58.29 | 307.53 | 0 | 0 | 0.16 | -80.94
P52 | Articles of concrete | 31906.3 | 0 | 0 | 0 | 0 | 0 | 0 | 0 | 0 | 0 | 0 | 0 | 0 | 0 | 0 | 0 | 0 | 0 | 0 | 0 | 0 | 0 | 0 | 0 | 0 | 0 | 0 | 0 | 0 | 0 | 0 | 0 | 0 | 0 | 0 | 0 | 0 | 0 | 27636.28 | 0 | 0 | 0 | 0 | 0 | 0 | 0 | 0 | 0 | 0 | 0 | 0 | 0 | 0 | 0 | 0 | 0 | 0 | 0 | 0 | 0 | 0 | 0 | 0 | 3570.28 | 31206.56 |  | 793.58 | 0 | 0 | 0 | 17.25 | -111.09
P53 | Non-metallic products n.e.c. | 15555.49 | 0 | 137.53 | 14.64 | 1.61 | 18.25 | 25.34 | 207.98 | 56.19 | 0 | 0 | 0 | 0 | 0 | 0 | 13.7 | 46.09 | 1.69 | 102.58 | 0 | 117.88 | 0 | 20.96 | 0 | 131.48 | 152.81 | 1.4 | 97.43 | 44.03 | 51.91 | 0 | 0 | 1447.08 | 1.24 | 30.93 | 370.69 | 0 | 0 | 8634.08 | 34.95 | 11.95 | 0 | 0 | 210.27 | 7.1 | 52.8 | 66.34 | 4.53 | 0 | 0 | 0 | 0 | 0 | 0 | 0 | 0 | 715.04 | 0 | 0 | 0 | 0 | 0 | 0 | 1505.54 | 14336.03 |  | 683.88 | 576 | 0 | 0 | -1.9 | -38.52
P54 | Furniture | 43137.03 | 0 | 0 | 0 | 0 | 6.04 | 5.62 | 48.87 | 11.92 | 0 | 0 | 0 | 0 | 0 | 0 | 0 | 3.66 | 0 | 0 | 0 | 0 | 0 | 0 | 0 | 0 | 8.35 | 0 | 0 | 0 | 0 | 0 | 0 | 0 | 0 | 390.56 | 0.07 | 0 | 19.88 | 442.56 | 1728.26 | 590.83 | 0 | 34.54 | 131.15 | 4.43 | 32.93 | 41.38 | 2.83 | 129.46 | 13.06 | 6.47 | 1026.4 | 99.58 | 322.34 | 39.49 | 1350.5 | 342.21 | 285.71 | 1003.37 | 4.52 | 14.45 | 292.93 | 29.63 | 420.15 | 8884.15 |  | 5408.19 | 7338.27 | 0 | 25548.7 | -3858.27 | -184.01
P55 | Jewellery | 22147.93 | 0 | 0 | 0 | 0 | 0 | 0 | 0 | 0 | 0 | 0 | 0 | 0 | 0 | 0 | 0 | 0 | 0 | 0 | 0 | 0 | 0 | 0 | 0 | 0 | 0 | 0 | 0 | 0 | 0 | 0 | 0 | 0 | 0 | 0 | 2157.54 | 0 | 0 | 0 | 0 | 0 | 0 | 0 | 0 | 0 | 0 | 0 | 0 | 0 | 0 | 0 | 0 | 0 | 0 | 0 | 0 | 4224.36 | 0 | 0 | 0 | 0 | 0 | 0 | 870.75 | 7252.65 |  | 9039.58 | 5946.77 | 0 | 0 | -0.57 | -90.51
P56 | Manufactured products n.e.c. | 24474.55 | 0 | 0 | 0 | 0 | 7.99 | 2.35 | 19.01 | 6.87 | 9.2 | 1.98 | 1.42 | 2.54 | 0.18 | 0.53 | 1.17 | 10.91 | 148.79 | 0.33 | 4.09 | 10.73 | 0.51 | 1.73 | 0.37 | 0.71 | 2.58 | 0.36 | 3.31 | 3.33 | 1.53 | 0.45 | 0.9 | 3.3 | 0.56 | 1.08 | 0.61 | 13.3 | 1.34 | 15.7 | 414.75 | 175.39 | 23.16 | 13.7 | 356.21 | 11.31 | 84.94 | 111.38 | 13.74 | 307.4 | 31 | 15.37 | 1148.92 | 112.39 | 359.05 | 45.25 | 1538.13 | 273.32 | 153.74 | 476.14 | 2.26 | 8.13 | 135.31 | 14.05 | 304.62 | 6409.41 |  | 4448.64 | 13379.93 | 0 | 1683.6 | -1386.36 | -60.66
P57 | Wastes, scraps | 32196.73 | 0 | 0 | 0 | 0 | 0 | 0 | 0 | 0 | 0 | 0 | 0 | 0 | 0 | 0 | 80.54 | 0 | 0 | 0 | 33.33 | 0 | 0 | 0 | 0 | 12.86 | 9553.71 | 831.38 | 1239.87 | 262.37 | 114.76 | 0 | 0 | 2.96 | 43.9 | 26.01 | 11540.74 | 0 | 0 | 0 | 0 | 0 | 0 | 0 | 0 | 0 | 0 | 0 | 0 | 0 | 0 | 0 | 0 | 0 | 0 | 0 | 0 | 0 | 0 | 0 | 0 | 0 | 0 | 0 | 18.42 | 23760.86 |  | 8199.26 | 340.21 | 0 | 0 | -0.49 | -103.12
P58 | Iron, steel products | ######## | 0 | 200.86 | 19.88 | 0 | 134.69 | 158.63 | 1276.43 | 405.04 | 0 | 0 | 181.12 | 3.18 | 2.99 | 26.23 | 499.46 | 0 | 3.03 | 123.54 | 208.09 | 217.35 | 443.69 | 141.33 | 0 | 155.04 | 24997.36 | 1950.45 | 31743.93 | 19637.77 | 5328.36 | 445.14 | 153.04 | 19677.54 | 1735.94 | 630.27 | 151.68 | 1352.82 | 208.3 | 20416.5 | 0 | 0 | 0 | 0 | 941.13 | 31.76 | 236.33 | 296.92 | 20.28 | 0 | 0 | 0 | 0 | 0 | 0 | 0 | 0 | 371.2 | 15.72 | 55.2 | 0.25 | 0.8 | 16.12 | 1.63 | 1912.56 | ######## |  | ######## | 0 | 0 | 0 | -12.48 | -619.43
P59 | Non-ferrous metals | ######## | 0 | 62.14 | 6.01 | 0 | 44.94 | 54.53 | 434.02 | 179.83 | 2.96 | 0 | 117.14 | 0 | 0 | 0 | 194.45 | 152.78 | 230.18 | 335.86 | 18.25 | 259.61 | 0 | 45.69 | 0.74 | 108.26 | 22271.37 | 10609.42 | 13971.41 | 1930.79 | 9911.06 | 75.8 | 216.54 | 16252.58 | 15.24 | 476.83 | 656.24 | 0 | 93.06 | 0 | 0 | 0 | 0 | 0 | 22.66 | 0.76 | 5.69 | 7.15 | 0.49 | 0 | 0 | 0 | 0 | 0 | 0 | 0 | 0 | 106.23 | 0 | 0 | 0 | 0 | 0 | 0 | 209.06 | 79079.76 |  | 38004.21 | 0 | 0 | 1517.18 | -6.99 | -365.05
P60 | Structural metal products | 53478.76 | 0 | 458.27 | 47.27 | 6.35 | 31.06 | 46.43 | 372.21 | 126.83 | 0 | 0 | 0 | 0 | 0 | 0 | 0 | 0 | 0 | 0 | 0 | 0 | 33.05 | 0 | 0 | 10.56 | 4.18 | 0 | 135.14 | 396.81 | 0 | 0 | 0 | 351.77 | 0 | 66.85 | 0 | 172.52 | 289.49 | 34800.42 | 0 | 0 | 0 | 0 | 43.65 | 1.47 | 10.96 | 13.77 | 0.94 | 0 | 0 | 0 | 305.9 | 29.68 | 96.07 | 11.77 | 402.5 | 847.65 | 0 | 0 | 0 | 0 | 0 | 0 | 5908.53 | 45022.11 |  | 6208.24 | 0 | 0 | 2471.62 | -2.83 | -220.4
P61 | Tanks, reservoirs | 11094.27 | 0 | 1306.25 | 124.93 | 10.8 | 0 | 0 | 0 | 0 | 0 | 0 | 0 | 0 | 0 | 0 | 0 | 0 | 0 | 0 | 0 | 0 | 0 | 0 | 0 | 0 | 0 | 0 | 0 | 0 | 0 | 0 | 0 | 0 | 0 | 0 | 0 | 1083.94 | 0 | 1716.31 | 2563.82 | 876.48 | 0 | 0 | 13.69 | 0.46 | 3.44 | 4.32 | 63.38 | 0 | 0 | 0 | 0 | 0 | 0 | 0 | 0 | 299.24 | 154.26 | 541.73 | 2.44 | 7.8 | 158.16 | 16 | 404.03 | 9351.47 |  | 1590.56 | 0 | 0 | 153.99 | 2.34 | -4.09
P62 | Other fabricated metal | 88426.51 | 0 | 4520.62 | 462.28 | 49.93 | 1787.29 | 1038.5 | 8379.33 | 2903.02 | 0 | 50.28 | 51.85 | 74.87 | 120.6 | 113.14 | 679.29 | 118.73 | 608.66 | 0 | 1386.86 | 67.6 | 177.72 | 821.58 | 0 | 184.34 | 222.78 | 0.13 | 5812.29 | 4085.03 | 2550.11 | 157.98 | 220.85 | 5886.71 | 91.98 | 2225.69 | 65.83 | 428.11 | 534.29 | 10441.41 | 2426.63 | 829.58 | 0 | 247.83 | 732.4 | 24.71 | 183.91 | 231.07 | 15.78 | 124.1 | 12.52 | 6.2 | 1763.7 | 171.11 | 553.89 | 67.86 | 2320.62 | 3600.18 | 203.2 | 713.62 | 3.21 | 10.28 | 208.34 | 21.08 | 2601.85 | 73393.36 |  | 8553.74 | 6724.14 | 0 | 108.88 | 4.81 | -358.43
P63 | Engines, turbines | 23387.05 | 0 | 0 | 0 | 0 | 0 | 9.56 | 78.67 | 18.35 | 0 | 0 | 0 | 0 | 0 | 0 | 0 | 0 | 0 | 0 | 0 | 0 | 0 | 0 | 0 | 0 | 0 | 0 | 64.08 | 306.69 | 29.38 | 0 | 0 | 131.36 | 41.79 | 0 | 1.18 | 214.19 | 3.57 | 0 | 17.79 | 6.08 | 0 | 0 | 0 | 0 | 0 | 0 | 0 | 0 | 0 | 0 | 0 | 0 | 0 | 0 | 0 | 14.18 | 0 | 0 | 0 | 0 | 0 | 0 | 2.94 | 939.8 |  | 4850.69 | 0 | 0 | 16490.72 | 1200.26 | -94.42
P64 | Pumps, compressors | 28410.89 | 0 | 0 | 0 | 0 | 402.59 | 461.28 | 3724.09 | 1168.76 | 0 | 0 | 0 | 0 | 0 | 0 | 0 | 0 | 0 | 0 | 0 | 0 | 0 | 0 | 0 | 0 | 0 | 0 | 1.48 | 802.21 | 0 | 0 | 0 | 0 | 0 | 0 | 0 | 0 | 531.8 | 340.93 | 0 | 0 | 0 | 0 | 0 | 0 | 0 | 0 | 0 | 0 | 0 | 0 | 1109.74 | 107.66 | 348.51 | 42.7 | 1460.15 | 0 | 0 | 0 | 0 | 0 | 0 | 0 | 53.15 | 10555.07 |  | 4259.51 | 307 | 0 | 13407.48 | 8.56 | -126.72
P65 | Bearings, gears | 15578.09 | 0 | 0 | 0 | 0 | 142.49 | 76.03 | 616.38 | 180.45 | 0 | 0 | 0 | 0 | 0 | 0 | 0 | 0 | 0 | 0 | 0 | 0 | 0 | 0 | 0 | 0 | 0 | 0 | 77.49 | 1519.7 | 116.13 | 0 | 0 | 1924.8 | 17.98 | 0.12 | 0 | 0 | 30.22 | 112.49 | 0 | 0 | 0 | 0 | 217.57 | 7.34 | 54.63 | 68.64 | 4.69 | 0 | 0 | 0 | 279.46 | 27.11 | 87.76 | 10.75 | 367.7 | 359.25 | 230.74 | 810.35 | 3.65 | 11.67 | 236.58 | 23.93 | 264.11 | 7880.23 |  | 5965.38 | 0 | 0 | 1787.62 | 1.67 | -56.81
P66 | Lifting equipment | 16381.99 | 0 | 970.76 | 99.9 | 12.95 | 50.26 | 59.04 | 467.66 | 141.14 | 0 | 0 | 0.04 | 0 | 0 | 0 | 0 | 0 | 0 | 0 | 0 | 0 | 0 | 0 | 0 | 0 | 0 | 0 | 34.82 | 1146.5 | 0 | 0 | 0 | 4.59 | 0 | 0 | 0 | 0 | 149.03 | 0 | 3498.96 | 1196.17 | 0 | 0 | 542.74 | 18.31 | 136.29 | 171.23 | 11.69 | 0 | 0 | 0 | 481.29 | 46.69 | 151.15 | 18.52 | 633.26 | 120.27 | 0 | 0 | 0 | 0 | 0 | 0 | 74.42 | 10237.67 |  | 2337.74 | 0 | 0 | 3853.18 | 2.26 | -48.86
P67 | General machinery | 42705.64 | 0 | 379.97 | 38.37 | 5.8 | 99.67 | 32.07 | 253.98 | 78.42 | 0 | 0 | 0 | 0 | 0 | 0 | 0 | 0 | 0 | 0 | 0 | 0 | 0 | 5.66 | 0 | 0 | 584.05 | 0 | 506.44 | 2300 | 680.94 | 0.02 | 0 | 335.33 | 34.96 | 0.13 | 0.91 | 659.94 | 62.22 | 107.45 | 1047.06 | 357.95 | 0 | 14.79 | 0 | 0 | 0 | 0 | 0 | 7.21 | 0.73 | 0.36 | 639.63 | 62.05 | 200.87 | 24.61 | 841.6 | 108.35 | 0 | 0 | 0 | 0 | 0 | 0 | 26.64 | 9498.2 |  | 18572.66 | 481.1 | 0 | 17135.78 | -2849.45 | -132.64
P68 | Special machinery | ######## | 0 | 3928.33 | 403.59 | 39.42 | 2640.24 | 1437.58 | 11642.83 | 2795.19 | 0 | 0 | 0 | 0 | 0 | 0 | 54.31 | 0 | 0.83 | 0 | 3.07 | 0 | 0 | 0 | 0 | 0 | 0 | 0 | 437.26 | 3040.46 | 245.82 | 0.03 | 110.18 | 910.89 | 53.42 | 3.43 | 0 | 430.58 | 38.81 | 2892.01 | 643.56 | 220.01 | 0 | 0 | 23.05 | 0.78 | 5.79 | 7.27 | 0.5 | 0 | 0 | 0 | 1637.82 | 158.9 | 514.36 | 63.02 | 2154.98 | 1572.75 | 33.32 | 117.03 | 0.53 | 1.69 | 34.17 | 3.46 | 474.08 | 38775.32 |  | 8563.86 | 1171.9 | 0 | 84519.69 | -1277.3 | -506.66
P69 | Domestic appliances | 21164.18 | 0 | 0 | 0 | 0 | 13.79 | 12.37 | 106.35 | 27.38 | 0 | 0 | 0 | 0 | 0 | 0 | 0 | 0 | 0 | 0 | 0 | 0 | 0 | 0 | 0 | 0 | 0 | 0 | 104.74 | 2076.48 | 0 | 0 | 0 | 0.01 | 0 | 0 | 0 | 65.13 | 78.64 | 58.96 | 28.57 | 0 | 0 | 38.5 | 12 | 0.4 | 3.01 | 3.79 | 0.26 | 0 | 0 | 0 | 344.25 | 33.4 | 108.11 | 13.25 | 452.95 | 263.26 | 74.54 | 261.79 | 1.18 | 3.77 | 76.43 | 7.73 | 98.87 | 4369.93 |  | 984.76 | 11898.36 | 0 | 6367.57 | -2379.26 | -77.19
P70 | Office machinery | 42457.72 | 0 | 0 | 0 | 0 | 0 | 2.13 | 8.74 | 3.97 | 0 | 0 | 0 | 0 | 0 | 0 | 0 | 0 | 0 | 0 | 0 | 0 | 0 | 0 | 0 | 0 | 0 | 0 | 0 | 3873.17 | 3.58 | 0 | 0 | 0.06 | 0 | 0 | 0 | 9.97 | 7.33 | 0 | 0 | 0 | 0 | 5.05 | 20.41 | 0.69 | 5.13 | 6.44 | 2274.13 | 31.81 | 3.21 | 1.59 | 338.31 | 32.82 | 106.25 | 13.02 | 445.14 | 3479.02 | 65.46 | 229.89 | 1.03 | 3.31 | 67.12 | 6.79 | 79.22 | 11124.8 |  | 2269.24 | 2851.52 | 0 | 26354.75 | -0.78 | -141.82
P71 | Electrical machinery | ######## | 0 | 355.93 | 35.61 | 5.07 | 1028.6 | 316.23 | 2572.73 | 739.67 | 0 | 0 | 10.77 | 0 | 0 | 0 | 0 | 0 | 0.23 | 0 | 3.5 | 0 | 0 | 0 | 0 | 0 | 45.29 | 0 | 465.21 | 2289.86 | 3405.28 | 1991.7 | 258.79 | 1846.22 | 773.6 | 3.85 | 72.5 | 10240.78 | 440.06 | 20536.22 | 1139.25 | 389.47 | 0 | 62.25 | 1079.42 | 36.42 | 271.05 | 340.55 | 23.26 | 19.94 | 2.01 | 1 | 651.86 | 63.24 | 204.72 | 25.08 | 857.69 | 2935.83 | 101 | 354.69 | 1.6 | 5.11 | 103.55 | 10.48 | 7402.96 | 63520.16 |  | 3786.49 | 2907.89 | 0 | 48074.74 | 6.16 | -470.1
P72 | Radio, television | ######## | 0 | 0 | 0 | 0 | 154.49 | 35.74 | 288.27 | 67.94 | 0 | 0 | 0 | 0 | 0 | 0 | 0 | 0 | 408.59 | 0 | 18.03 | 0 | 0 | 0 | 0 | 0 | 11.7 | 0 | 77.05 | 6407.24 | 4306.34 | 4918.18 | 1750.03 | 5115.83 | 129.26 | 0 | 28.17 | 0 | 0 | 0 | 764.04 | 261.2 | 0 | 0 | 445.98 | 15.05 | 111.99 | 140.7 | 63461.63 | 331.29 | 33.41 | 16.56 | 0 | 0 | 0 | 0 | 0 | 10798.95 | 1276.85 | 4484.19 | 20.19 | 64.59 | 1309.16 | 132.43 | 1398.75 | ######## |  | 2895.42 | 5171.58 | 0 | 4056.66 | 0.55 | -326.66
P73 | Medical appliances | 45697.71 | 0 | 0 | 0 | 0 | 21.95 | 11.61 | 93.29 | 28.45 | 0 | 0 | 0 | 0 | 0 | 0 | 0 | 0 | 0 | 0 | 0 | 4.87 | 0 | 0 | 0 | 0 | 0 | 0 | 0 | 0 | 0 | 0 | 326.69 | 0 | 0 | 0 | 6.18 | 15.83 | 67.6 | 0 | 0 | 0 | 0 | 10.66 | 3.46 | 0.12 | 0.87 | 1.09 | 0.07 | 109.34 | 11.03 | 5.47 | 2015.76 | 195.56 | 633.05 | 77.56 | 2652.26 | 1283.82 | 106.37 | 373.56 | 1.68 | 5.38 | 109.06 | 11.03 | 148.37 | 8332.01 |  | 2766.38 | 5586.85 | 0 | 30714.64 | -1501.59 | -200.59
P74 | Motor vehicles, parts | ######## | 0 | 4108.29 | 421.1 | 50.29 | 1671.51 | 472.35 | 7089.12 | 1439.89 | 815.12 | 209.03 | 51.39 | 56.44 | 5.76 | 14.49 | 247.74 | 135.25 | 172.34 | 95.04 | 110.49 | 334.5 | 25.58 | 85.75 | 49.57 | 136.58 | 202.51 | 37.08 | 373.32 | 643 | 508.15 | 17.31 | 41.32 | 72348.21 | 2592.48 | 56.2 | 123.76 | 531.76 | 91.5 | 0 | 4530.7 | 2443.03 | 14334.17 | 0 | 12287.54 | 218.7 | 1663.41 | 2702.39 | 461.08 | 206.49 | 20.83 | 10.32 | 1496.26 | 408.91 | 407.34 | 90.02 | 3735.73 | 25994.36 | 3370.37 | 12253.69 | 109.47 | 186.59 | 3432.87 | 430 | 4925.61 | ######## |  | 58883.26 | ######## | 0 | ######## | 51.67 | -771.21
P75 | Ships and boats | 22271.22 | 0 | 0 | 0 | 0 | 0 | 0 | 0 | 0 | 0 | 0 | 0 | 0 | 0 | 0 | 0 | 0 | 0 | 0 | 0 | 0 | 0 | 0 | 0 | 0 | 0 | 0 | 0 | 0 | 0 | 0 | 0 | 0 | 1723.74 | 0 | 0 | 0 | 0 | 0 | 0 | 0 | 0 | 0 | 0 | 0 | 0 | 0 | 0 | 0 | 0 | 0 | 0 | 0 | 0 | 0 | 0 | 0 | 0 | 0 | 0 | 0 | 0 | 0 | 0 | 1723.74 |  | 3782.6 | 1305.2 | 0 | 15500 | 0 | -40.32
P76 | Railway and trams | 6869.55 | 0 | 0 | 0 | 0 | 0 | 0 | 0 | 0 | 0 | 0 | 0 | 0 | 0 | 0 | 0 | 0 | 0 | 0 | 0 | 0 | 0 | 0 | 0 | 0 | 0 | 0 | 784.97 | 86.46 | 0 | 0 | 0 | 0 | 729.59 | 0 | 0 | 0 | 0 | 0 | 0 | 0 | 0 | 0 | 0 | 0 | 0 | 0 | 0 | 0 | 0 | 0 | 0 | 0 | 0 | 0 | 0 | 0 | 0 | 0 | 0 | 0 | 0 | 0 | 0 | 1601.03 |  | 2010.49 | 0 | 0 | 3000.3 | 266.86 | -9.14
P77 | Aircrafts | 21157.7 | 0 | 0 | 0 | 0 | 0 | 0 | 0 | 0 | 0 | 0 | 0 | 0 | 0 | 0 | 0 | 0 | 0 | 0 | 0 | 0 | 0 | 0 | 0 | 0 | 0 | 0 | 0 | 0 | 0 | 0 | 0 | 0 | 1829.55 | 0 | 0 | 0 | 0 | 0 | 0 | 0 | 0 | 0 | 0 | 0 | 0 | 0 | 0 | 0 | 0 | 0 | 0 | 0 | 0 | 0 | 0 | 0 | 0 | 0 | 0 | 0 | 0 | 0 | 0 | 1829.55 |  | 13139.04 | 0 | 0 | 6238.91 | -0.1 | -49.7
P78 | Other transport equipment | 5483.77 | 0 | 121.71 | 12.47 | 1.41 | 17.16 | 37.11 | 299.08 | 100.32 | 0 | 0 | 0 | 0 | 0 | 0 | 0 | 0 | 0 | 0 | 0 | 0 | 0 | 0 | 0 | 0 | 0 | 0 | 0 | 0 | 0 | 0 | 0 | 0 | 0 | 0 | 0 | 0 | 0 | 0 | 5.02 | 1.72 | 0 | 0 | 1049.36 | 35.41 | 263.5 | 331.07 | 22.61 | 0 | 0 | 0 | 0 | 0 | 0 | 0 | 0 | 1248.09 | 3.78 | 13.28 | 0.06 | 0.19 | 3.88 | 0.39 | 147.09 | 3714.7 |  | 399.84 | 1365.85 | 0 | 0 | 11.44 | -8.06
P79 | Construction | ######## | 0 | 55.14 | 5.66 | 0.7 | 0.31 | 0.99 | 1.91 | 0.51 | 64.57 | 29 | 2.06 | 12.47 | 0.39 | 6.58 | 23.11 | 5.47 | 149.59 | 257.75 | 32.63 | 10.65 | 0.69 | 7.98 | 0.63 | 3.84 | 49.57 | 20.7 | 34.55 | 21.6 | 5.9 | 10.78 | 2.32 | 23.52 | 7.14 | 1.09 | 5.31 | 5.74 | 32.06 | 1351.64 | 32.36 | 18.49 | 9.64 | 79.65 | 740.23 | 2.57 | 15.32 | 178.81 | 42.48 | 13.54 | 1.37 | 0.68 | 538.99 | 21.81 | 81.06 | 13.14 | 764.05 | 160.33 | 0 | 0 | 0 | 0 | 0 | 0 | 162.27 | 5121.31 |  | 1412.54 | 0 | 0 | ######## | 0 | -672.39
P80 | Construction services | ######## | 0 | 0 | 0 | 0 | 54.27 | 72.03 | 272.71 | 32.36 | 42.53 | 19.1 | 1.35 | 8.21 | 0.26 | 4.33 | 15.23 | 3.6 | 98.54 | 169.78 | 21.49 | 7.02 | 0.45 | 5.25 | 0.41 | 2.53 | 32.66 | 13.63 | 22.76 | 14.23 | 3.88 | 7.1 | 1.53 | 15.5 | 4.7 | 0.72 | 3.5 | 2.48 | 13.9 | 873.46 | 21.32 | 12.18 | 3.58 | 0 | 422.78 | 0.95 | 5.21 | 107.08 | 24.15 | 4.67 | 0.47 | 0.23 | 233.66 | 9.46 | 35.14 | 5.7 | 331.23 | 152.47 | 30.85 | 70.73 | 1.94 | 4.43 | 16.57 | 1.46 | 90.12 | 3427.93 |  | 1403.86 | 4798.26 | 0 | ######## | 0 | -600.62
P81 | Trade services | 42091.52 | 0 | 101.8 | 10.35 | 1.07 | 17.32 | 17.42 | 36.14 | 9.55 | 170.93 | 107.12 | 29.09 | 20.72 | 4.19 | 6.02 | 31.55 | 123.52 | 63.27 | 19.97 | 57.18 | 96.92 | 6.61 | 26.65 | 4.37 | 25.41 | 141.07 | 27.62 | 47.19 | 57.06 | 34.59 | 7.78 | 7.21 | 126.65 | 20.62 | 19.96 | 13.12 | 42.56 | 6.95 | 74.82 | 0 | 0 | 1675.34 | 69.26 | 1329.66 | 15.24 | 100.05 | 219.7 | 78.54 | 76.13 | 7.68 | 3.81 | 3123.04 | 168.17 | 363.62 | 126.13 | 4442.81 | 224.68 | 0 | 0 | 0 | 0 | 0 | 0 | 236.71 | 13874.9 |  | 28385.38 | 0 | 0 | 0 | 0 | -168.76
P82 | Accommodation | 58643.93 | 0 | 12.39 | 0 | 0 | 30.45 | 30.57 | 213.08 | 38.78 | 142.55 | 51.89 | 10.07 | 5.87 | 3.42 | 4.42 | 31.95 | 50.8 | 62.77 | 21.87 | 45.92 | 59.74 | 13.83 | 166.19 | 5.52 | 53.09 | 18.86 | 1.11 | 28.32 | 93.54 | 56.88 | 12.29 | 23.68 | 43.61 | 3.9 | 7 | 28.77 | 174.6 | 30.78 | 835.15 | 656.21 | 338.61 | 124.35 | 419.8 | 5333.49 | 55.19 | 997.58 | 1076.86 | 468.13 | 77.03 | 7.77 | 3.85 | 589.83 | 17.36 | 68.49 | 38.06 | 1624.9 | 1897.71 | 618.72 | 99.1 | 7.74 | 11.01 | 162.65 | 7.11 | 969.12 | 18084.31 |  | 12027.39 | 28730.95 | 0 | 0 | 0 | -198.72
P83 | Catering services | 69807.51 | 0 | 0 | 0 | 0 | 66.84 | 0 | 33.83 | 30.7 | 64.21 | 42.18 | 22.76 | 23.13 | 2.92 | 4.76 | 38.63 | 40.75 | 121.57 | 41.6 | 86.56 | 131.75 | 9.04 | 27.48 | 7.83 | 22.96 | 42.01 | 19.99 | 96.35 | 155.88 | 91.3 | 29.69 | 32.14 | 213.15 | 10.69 | 18.11 | 38.19 | 124.9 | 1.61 | 418.45 | 933.71 | 426.21 | 429.63 | 103.92 | 445.55 | 1.56 | 10.18 | 143.82 | 36.09 | 51.46 | 5.19 | 2.57 | 532.88 | 465.73 | 112.33 | 24.16 | 2046.59 | 0 | 400.12 | 425.62 | 3.1 | 25.22 | 177.32 | 17.82 | 300.14 | 9232.9 |  | 1689.6 | 59191.57 | 0 | 0 | 0 | -306.56
P84 | Passenger transport | ######## | 0 | 0 | 0 | 0 | 438.51 | 0 | 566.08 | 163.58 | 1339.95 | 591.1 | 301.06 | 297.26 | 26.73 | 70.63 | 319.21 | 311.8 | 909.72 | 97.72 | 381.76 | 1200.13 | 103.62 | 282.17 | 74.93 | 252.06 | 1018.34 | 135.96 | 535.9 | 886.19 | 320.99 | 288.3 | 135.22 | 891.59 | 166.8 | 96.42 | 117.69 | 18.34 | 519.23 | 1088.61 | 6906.05 | 2873.05 | 2029.68 | 2449.88 | 13598.88 | 135.35 | 1331.03 | 2602.76 | 1412.88 | 554.91 | 55.97 | 27.75 | 2080.67 | 339.65 | 1437.48 | 1073.76 | 11495.64 | 8497.56 | 0 | 0 | 0 | 0 | 0 | 0 | 3102.59 | 75953.14 |  | 17621.56 | ######## | 0 | 0 | 0 | -712.24
P85 | Freight transport | ######## | 0 | 15190.99 | 1559.2 | 186.33 | 2775.57 | 689.67 | 3012.1 | 1314.92 | 6011.91 | 786.42 | 333.2 | 192.5 | 26.93 | 94.42 | 1330.76 | 1030.05 | 434.79 | 315.46 | 1276.27 | 3209.59 | 223.57 | 381.54 | 94.24 | 1373.47 | 3768.64 | 110.01 | 411.9 | 392.97 | 175.82 | 40.06 | 30.32 | 790.22 | 17.19 | 610.95 | 299.06 | 1300.82 | 0.58 | 384.8 | 5779.17 | 1765.52 | 831.94 | 59.68 | 2157.92 | 2.14 | 65.36 | 1916.05 | 1753.27 | 436.37 | 44.01 | 21.82 | 63.68 | 35.37 | 35.91 | 2.33 | 91.65 | 5318.57 | 18.96 | 136.83 | 1.36 | 4.15 | 34.55 | 4.69 | 840.47 | 71599.03 |  | 57659.16 | ######## | 0 | 0 | 0 | -605.21
P86 | Supporting transport services | 91814.87 | 0 | 0 | 0 | 0 | 18988.99 | 4718.36 | 20607.19 | 8996.02 | 1592.65 | 553.32 | 183.67 | 177.31 | 24.94 | 49.36 | 267.88 | 552.67 | 346.98 | 621.38 | 488.82 | 827.03 | 90.05 | 146.46 | 44.61 | 238.8 | 1107.34 | 246 | 477.49 | 533.73 | 311.01 | 114.01 | 62.58 | 1299.09 | 72.95 | 135.37 | 170.11 | 0 | 0 | 2521.53 | 1398.63 | 1119.84 | 0 | 0 | 1197.5 | 0 | 0 | 352.7 | 0 | 0 | 0 | 0 | 0 | 121.04 | 0 | 0 | 0 | 0 | 0 | 0 | 0 | 0 | 0 | 0 | 6.88 | 70764.28 |  | 1266.22 | 20053.84 | 0 | 0 | 0 | -269.47
P87 | Postal, courier services | 17477.77 | 0 | 0 | 0 | 0 | 94.11 | 15.26 | 51.95 | 158.22 | 442.63 | 138.38 | 71.81 | 44.6 | 3.1 | 33.09 | 102.35 | 74.55 | 367.03 | 32.69 | 99.32 | 254.29 | 14.66 | 39.57 | 36.48 | 67.34 | 62.01 | 15.79 | 75.79 | 149.87 | 101.54 | 31.87 | 63.69 | 295.91 | 23.15 | 21.15 | 45.71 | 249.27 | 12.06 | 273.35 | 1574.1 | 2479.97 | 773.98 | 144.94 | 363.95 | 0.39 | 13.73 | 289.41 | 328.1 | 88.55 | 8.93 | 4.43 | 209.47 | 63.34 | 136.65 | 32.16 | 1830.32 | 0 | 363.65 | 806.92 | 1.93 | 43.2 | 430.53 | 15.54 | 589.16 | 14155.94 |  | 1259.51 | 2117.78 | 0 | 0 | 0 | -55.46
P88 | Electricity distribution | ######## | 0 | 0 | 0 | 0 | 933.92 | 4.46 | 9223.56 | 1006.4 | 3271.28 | 369.84 | 486.04 | 260.94 | 28.7 | 55.34 | 496.39 | 1117.89 | 291.82 | 929.14 | 1070.95 | 598.35 | 235.71 | 368.28 | 226.23 | 534.98 | 6191.46 | 2862.16 | 585.51 | 402.17 | 352.26 | 62.74 | 80.03 | 765.9 | 77.31 | 160.73 | 318.75 | 11976.47 | 379.77 | 800.79 | 1602.58 | 2427.6 | 1072.88 | 1008.69 | 3648.32 | 9.55 | 39.51 | 412.82 | 448.38 | 774.27 | 78.09 | 38.71 | 9054.12 | 172.95 | 417.04 | 61.28 | 6264.83 | 1962.46 | 1267.06 | 1907.61 | 3.28 | 56.75 | 422.87 | 101.9 | 1650.08 | 81429.93 |  | 0 | 96391.28 | 0 | 0 | 0 | -526.61
P89 | Water distribution | 64539.62 | 0 | 0 | 0 | 0 | 654.74 | 3.13 | 6466.34 | 705.55 | 311.45 | 35.21 | 46.27 | 24.84 | 2.73 | 5.27 | 47.26 | 106.43 | 27.78 | 88.46 | 101.96 | 56.97 | 22.44 | 35.06 | 21.54 | 50.93 | 589.47 | 272.5 | 55.74 | 38.29 | 33.54 | 5.97 | 7.62 | 72.92 | 7.36 | 15.3 | 30.35 | 46.14 | 16504.03 | 171.54 | 169.72 | 3702.6 | 919.31 | 167.29 | 781.53 | 2.05 | 8.46 | 88.43 | 62.62 | 125.93 | 12.7 | 6.3 | 1939.53 | 37.05 | 89.34 | 13.13 | 1342.02 | 860.56 | 271.42 | 408.64 | 0.7 | 12.16 | 90.59 | 21.83 | 300.57 | 38099.63 |  | 0 | 26666.99 | 0 | 0 | 0 | -227
P90 | Financial services | ######## | 0 | 10475.89 | 341.94 | 886.09 | 1899.43 | 284.14 | 2542.45 | 5626.01 | 2023.22 | 555.44 | 496.64 | 723.7 | 169.78 | 165.57 | 650.07 | 255.66 | 718.91 | 149.19 | 300.33 | 2097.21 | 196.16 | 593.64 | 114.89 | 570.92 | 383.25 | 316.78 | 1499.6 | 1746.52 | 510.07 | 107.51 | 676.3 | 795.61 | 133.96 | 531.38 | 694.55 | 2487.35 | 1138.9 | 6361.68 | 11108.23 | 16451.37 | 9860.55 | 2197.71 | 2591.06 | 116.75 | 800.57 | 4247.36 | 2288.45 | 106.05 | 83129.99 | 0.18 | 57891.78 | 5663.01 | 860.78 | 170.16 | 20711.78 | 11545.17 | 710.24 | 2385.87 | 24.01 | 190.41 | 1031.68 | 463.21 | 250.4 | ######## |  | 1818.03 | 69775.66 | 0 | 0 | 0 | -683.91
P91 | Insurance, pension | ######## | 0 | 3556.82 | 365.18 | 43.22 | 385.21 | 4.5 | 1196.22 | 321.25 | 694.45 | 163.84 | 135.88 | 127.46 | 15.13 | 31.25 | 254.25 | 248.9 | 233 | 145.33 | 277.11 | 349.23 | 53.56 | 137.66 | 26.9 | 108.86 | 603.33 | 98.27 | 294.14 | 361.99 | 180.58 | 48.9 | 56.55 | 306.21 | 62.37 | 109.13 | 91.52 | 765.37 | 153.91 | 1846.73 | 2865.88 | 1906.61 | 2191.45 | 255 | 4800.99 | 4.11 | 265.29 | 519.56 | 720.42 | 1157.63 | 3891.77 | 57.88 | 2400.04 | 241.16 | 104.43 | 43.63 | 3154 | 3680.8 | 193.24 | 1246.74 | 28.48 | 24.31 | 199.92 | 56.28 | 1404.99 | 45268.86 |  | 15145.47 | ######## | 0 | 0 | 0 | -584.07
P92 | Other financial services | ######## | 0 | 0 | 0 | 0 | 1907.52 | 251.32 | 5756.05 | 4955.72 | 0 | 0 | 0 | 0 | 0 | 0 | 0 | 0 | 0 | 0 | 0 | 0 | 0 | 0 | 0 | 0 | 0 | 0 | 0 | 0 | 0 | 0 | 0 | 0 | 0 | 0 | 0 | 0 | 0 | 0 | 0 | 0 | 0 | 0 | 0 | 0 | 0 | 0 | 0 | 61652.24 | 6217.95 | ######## | 0 | 0 | 0 | 0 | 0 | 0 | 0 | 0 | 0 | 0 | 0 | 0 | 24071.2 | ######## |  | 10052.35 | 549 | 0 | 0 | 0 | -482.87
P93 | Real estate services | ######## | 0 | 83.92 | 8.12 | 0 | 52.4 | 1076.95 | 489.76 | 351.89 | 2917.31 | 743.25 | 487.68 | 461.17 | 46.84 | 136.75 | 652.67 | 873.94 | 1235.62 | 243.03 | 676.78 | 1171.39 | 199.35 | 607.5 | 84.47 | 234.51 | 533.38 | 156.84 | 1365.17 | 1338.26 | 521.47 | 308.28 | 344.69 | 883.89 | 458.73 | 565.38 | 452.18 | 202.82 | 73.11 | 4033.99 | 10224.85 | 30868.7 | 12947.81 | 3451.78 | 5320.13 | 10.29 | 247.19 | 2044.36 | 6839.7 | 5496.13 | 554.31 | 274.8 | 9469.68 | 552.22 | 1371.46 | 188.69 | 18105.62 | 8417.65 | 2464.35 | 9109.29 | 23.31 | 194.24 | 1805.75 | 522.2 | 6654.08 | ######## |  | 2888.67 | ######## | 0 | 28786.55 | 0 | -873.71
P94 | Leasing, Rental services | ######## | 0 | 0 | 0 | 0 | 0 | 0 | 0 | 0 | 3589.77 | 429.48 | 185.64 | 143.86 | 16.82 | 33.85 | 251.25 | 2595.08 | 678.82 | 198.69 | 561.42 | 793.25 | 158.54 | 126.43 | 106.21 | 277.52 | 683.43 | 113.7 | 647.89 | 678.9 | 204.93 | 133.74 | 115.35 | 393.55 | 249.42 | 137.12 | 232.26 | 166.75 | 673.09 | 16113.36 | 6093.45 | 14479.19 | 2195.65 | 458.46 | 19621.71 | 197.64 | 6088.81 | 2713.24 | 9276.54 | 5164.37 | 520.85 | 258.21 | 1943.15 | 3617.68 | 571.85 | 407.32 | 7854.88 | 0 | 2312.63 | 4956.48 | 335.01 | 83.45 | 1175.62 | 75.48 | 8213.22 | ######## |  | 0 | 9986.53 | 0 | 0 | 0 | -383.58
P95 | Research, development | 41715.78 | 0 | 0 | 0 | 0 | 0 | 0 | 0 | 0 | 0.18 | 0.05 | 0.08 | 0.03 | 0.02 | 0.02 | 0.03 | 0.4 | 0.49 | 0.58 | 0.18 | 0.53 | 0.01 | 0.04 | 0.03 | 0.02 | 0.4 | 0.04 | 0.11 | 0.75 | 0.03 | 0.86 | 0.03 | 1.04 | 0.02 | 0.02 | 0.05 | 0 | 0 | 0 | 0 | 0 | 0.09 | 0 | 0.37 | 0 | 0.06 | 0.06 | 2.41 | 8.19 | 0.83 | 0.41 | 0.9 | 0.25 | 0.26 | 1.63 | 0.69 | 0 | 9.57 | 20.98 | 0.13 | 0.17 | 5.16 | 0.12 | 7.59 | 65.93 |  | 198.25 | 0 | 0 | 18276 | 0 | 23175.6
P96 | Legal, accounting | 62389.61 | 0 | 0 | 0 | 0 | 106.32 | 0 | 1554.13 | 79.34 | 776.94 | 88.05 | 48.37 | 42.31 | 10.58 | 7.74 | 41.92 | 42.34 | 419.46 | 8.09 | 201.47 | 1196.64 | 84.41 | 17.33 | 43.04 | 98.17 | 66.31 | 35.25 | 33.57 | 131.69 | 389.45 | 48.31 | 4.63 | 971.43 | 13.48 | 99.55 | 17.01 | 57.51 | 15.93 | 4169.19 | 1154.21 | 620.75 | 1187.1 | 1397.26 | 160.89 | 0 | 20.3 | 36.54 | 16.78 | 2478.56 | 249.98 | 123.93 | 258.46 | 28.08 | 641.32 | 12.16 | 586.51 | 0 | 3499.12 | 7814.69 | 114.37 | 355.02 | 2766.83 | 176.47 | 4368.04 | 38987.31 |  | 3547.35 | 12429.03 | 0 | 7652.12 | 0 | -226.21
P97 | Other business services | ######## | 0 | 453.74 | 45.03 | 6.05 | 1108.18 | 4808.18 | 2438.32 | 645.06 | 7909.18 | 1726.5 | 279.88 | 207.05 | 29.3 | 101.69 | 304.53 | 512.43 | 2130.69 | 163.72 | 700.1 | 9281.72 | 473.44 | 240.77 | 99.62 | 242 | 222.46 | 83.13 | 860.86 | 1016.91 | 646.04 | 184.74 | 159.8 | 3624.28 | 77.7 | 387.55 | 225.75 | 94.68 | 191.54 | 23250.74 | 14374.32 | 14103.18 | 6750.18 | 1577.05 | 3824.11 | 1.73 | 920.67 | 562.94 | 46639.82 | 3453.71 | 348.32 | 172.68 | 5810.83 | 655.46 | 1120.42 | 65.25 | 10167.66 | 48764.55 | 13376.4 | 13411.32 | 252.88 | 513.36 | 7628.68 | 571.54 | 9572.36 | ######## |  | 9525.85 | 11158.62 | 0 | 0 | 0 | -771.23
P98 | Telecommunications | ######## | 0 | 241.15 | 22.51 | 0 | 169.4 | 408.11 | 709.85 | 187.78 | 801.59 | 246.9 | 286.89 | 511.28 | 34.09 | 109.75 | 372.96 | 404.59 | 1051.4 | 28.87 | 641.33 | 669.06 | 104.52 | 294.19 | 37.79 | 177.51 | 375.59 | 121.36 | 1018.68 | 1231.13 | 380.97 | 187.73 | 246.44 | 535.66 | 135.66 | 251.31 | 189.63 | 555.15 | 240.52 | 6511.84 | 9703.44 | 8184.07 | 5390.18 | 3482.79 | 7094.22 | 11.23 | 164.77 | 1873.11 | 1380.45 | 8183.58 | 825.36 | 409.17 | 5454.46 | 979.34 | 2286.59 | 456.7 | 21086.34 | 32278.94 | 2481.39 | 6943.92 | 47.36 | 262.56 | 994.3 | 286.94 | 6802.04 | ######## |  | 9547.35 | 83483.91 | 0 | 0 | 0 | -551.17
P99 | Support services | ######## | 0 | 0 | 0 | 0 | 0 | 0 | 0 | 0 | 3954.61 | 1240.94 | 371.08 | 248.92 | 32.24 | 54.14 | 1040.77 | 1374.04 | 519.32 | 1046.68 | 1564.83 | 1105.27 | 169.56 | 334.83 | 155.8 | 638.94 | 4283.92 | 403.54 | 687.38 | 598.47 | 543.17 | 88.71 | 78.78 | 1013.29 | 63.52 | 199.93 | 379.93 | 4174.63 | 616.14 | 5756.05 | 4917.34 | 5179 | 3042.85 | 1001.56 | 16770.78 | 19.82 | 340.42 | 1610.49 | 458.62 | 214.91 | 21.67 | 10.75 | 8209.99 | 673.62 | 1381.1 | 369.03 | 4093.56 | 0 | 3725.91 | 3656.53 | 93.31 | 142.21 | 1300.3 | 183.95 | 3419.68 | 93576.84 |  | 1716.76 | 75796.08 | 0 | 0 | 0 | -493.48
P100 | Manufactured services n.e.c. | 7167.87 | 0 | 0 | 0 | 0 | 27.12 | 0 | 857.26 | 219.03 | 56.07 | 8.52 | 5.82 | 7.93 | 0.82 | 1.92 | 7.49 | 10.26 | 204.83 | 4.58 | 15.42 | 47.56 | 3.08 | 12.87 | 1.75 | 4.88 | 12.92 | 2.57 | 15 | 22.07 | 9.91 | 3.09 | 4.34 | 21.11 | 2.43 | 5.66 | 3.63 | 5.97 | 2.52 | 28.85 | 673.38 | 244.08 | 43.42 | 28.55 | 56.74 | 0.31 | 5.05 | 18.69 | 22.49 | 1860.56 | 187.65 | 93.03 | 102.62 | 15.85 | 18.92 | 15.62 | 417.47 | 0 | 87.26 | 152.64 | 0.63 | 7.63 | 17.71 | 4.13 | 773.43 | 6485.16 |  | 713.52 | 0 | 0 | 0 | 0 | -30.8
P101 | Public administration | ######## | 0 | 0 | 0 | 0 | 0 | 0 | 0 | 0 | 0 | 0 | 0 | 0 | 0 | 0 | 0 | 0 | 0 | 0 | 0 | 0 | 0 | 0 | 0 | 0 | 0 | 0 | 0 | 0 | 0 | 0 | 0 | 0 | 0 | 0 | 0 | 0 | 0 | 0 | 0 | 0 | 0 | 0 | 980.62 | 11.24 | 73.78 | 162.03 | 57.92 | 123.2 | 12.43 | 6.16 | 0 | 0 | 0 | 0 | 0 | 84252.68 | 0 | 11268.08 | 0 | 0 | 0 | 0 | 159.88 | 97108.02 |  | 0 | 33922.07 | ######## | 0 | 0 | -994.6
P102 | Education services | 80300.6 | 0 | 0 | 0 | 0 | 0 | 0 | 34.27 | 7.36 | 186.14 | 92.62 | 19.84 | 20.68 | 4.97 | 3.96 | 25.41 | 104.65 | 74.43 | 3.17 | 94.28 | 173.44 | 23.16 | 30.46 | 8.69 | 15.61 | 136.25 | 15.52 | 43.44 | 153.99 | 1360.13 | 19.6 | 16.99 | 74.13 | 11.82 | 9.04 | 9.97 | 120.44 | 285.12 | 0 | 387.9 | 283.65 | 447.16 | 80.94 | 1505.64 | 0.95 | 23.22 | 673.22 | 310.99 | 5008.71 | 505.15 | 250.43 | 926.68 | 44.33 | 226.81 | 143.78 | 3490.15 | 0 | 323.53 | 352.51 | 2.36 | 28.78 | 179.83 | 10.85 | 2349.89 | 20737.01 |  | 0 | 59742.32 | 0 | 0 | 0 | -178.74
P103 | Health, social services | ######## | 0 | 5729.79 | 587.16 | 71.03 | 0 | 0 | 0 | 0 | 0 | 0 | 0 | 0 | 0 | 0 | 0 | 0 | 0 | 0 | 0 | 0 | 0 | 0 | 0 | 0 | 0 | 0 | 0 | 0 | 0 | 0 | 0 | 0 | 0 | 0 | 0 | 81.33 | 0 | 0 | 0 | 0 | 0 | 0 | 979.38 | 11.23 | 73.69 | 161.82 | 183.04 | 2790.22 | 281.41 | 139.51 | 11077.16 | 596.47 | 1289.73 | 447.36 | 15758.26 | 15446.66 | 4124.38 | 494.09 | 94.31 | 186.01 | 1853.96 | 133.64 | 2945.15 | 65536.78 |  | 3483.91 | ######## | 0 | 0 | 0 | -583.88
P104 | Other services n.e.c. | ######## | 0 | 1251.85 | 128.81 | 14.5 | 863.28 | 2149.12 | 2291.74 | 606.24 | 6138.23 | 3846.71 | 1044.49 | 744.08 | 150.5 | 216.24 | 1133 | 4435.71 | 2272.1 | 717.17 | 2053.42 | 3480.6 | 237.51 | 956.98 | 156.96 | 912.46 | 5065.91 | 991.88 | 1694.78 | 2048.94 | 1242.27 | 279.38 | 258.84 | 4548.09 | 740.67 | 716.68 | 470.99 | 65.52 | 53.46 | 1495.25 | 0 | 175.97 | 592.82 | 822.73 | 4405.1 | 50.66 | 332.74 | 728.95 | 2096.18 | 234.17 | 23.62 | 11.71 | 5717.67 | 317.73 | 710.8 | 230.48 | 8109.53 | 1168.96 | 827.77 | 316.58 | 24.85 | 57.54 | 386.38 | 19.94 | 2213.93 | 85051.18 |  | 13149.14 | ######## | 0 | 0 | 0 | -646.33
D1 | Purchases by non- residents | 0 | 0 | 0 | 0 | 0 | 0 | 0 | 0 | 0 | 0 | 0 | 0 | 0 | 0 | 0 | 0 | 0 | 0 | 0 | 0 | 0 | 0 | 0 | 0 | 0 | 0 | 0 | 0 | 0 | 0 | 0 | 0 | 0 | 0 | 0 | 0 | 0 | 0 | 0 | 0 | 0 | 0 | 0 | 0 | 0 | 0 | 0 | 0 | 0 | 0 | 0 | 0 | 0 | 0 | 0 | 0 | 0 | 0 | 0 | 0 | 0 | 0 | 0 | 0 | 0 |  | ######## | ######## | 0 | 0 | 0 | 0
D2 | Purchases by residents | 58847.82 | 0 | 0 | 0 | 0 | 0 | 0 | 0 | 0 | 0 | 0 | 0 | 0 | 0 | 0 | 0 | 0 | 0 | 0 | 0 | 0 | 0 | 0 | 0 | 0 | 0 | 0 | 0 | 0 | 0 | 0 | 0 | 0 | 0 | 0 | 0 | 0 | 0 | 0 | 0 | 0 | 0 | 0 | 0 | 0 | 0 | 0 | 0 | 0 | 0 | 0 | 0 | 0 | 0 | 0 | 0 | 0 | 0 | 0 | 0 | 0 | 0 | 0 | 0 | 0 |  | 0 | 58847.89 | 0 | 0 | 0 | -0.07
| Total Industry | ######## | 0 | ######## | 13218.82 | 2417.18 | 48211.48 | 34746.36 | ######## | 49671.35 | ######## | 69683.09 | 28245.37 | 21901.71 | 6713.36 | 8263.36 | 34041.43 | 69063.3 | 38624.15 | ######## | 99200.58 | ######## | 14623.86 | 25266.07 | 7295.22 | 38875.51 | ######## | 39832.79 | 72043.08 | 71117.05 | 43653.65 | 11477.23 | 6661.33 | ######## | 13155.36 | 18810.01 | 34344.49 | 83758.54 | 37720 | ######## | ######## | ######## | 67468.04 | 55103.22 | ######## | 3230.76 | 31136.08 | 47896.41 | ######## | ######## | 97385.78 | ######## | ######## | 19825 | 28532 | 5878 | ######## | ######## | 51763.83 | ######## | 1341.09 | 2985.21 | 34940.64 | 4228.33 | ######## | ######## |  | ######## | ######## | ######## | ######## | 1939.37 | -5656.91
0
V1 | Total gross value added / GDP |  | ######## | 94675 | 7412.41 | 7375.63 | 84244.36 | 55235.45 | ######## | 49904.66 | ######## | 37515.64 | 6074.79 | 6325.12 | 1912.06 | 1824.06 | 22995.25 | 21734.19 | 15667.23 | 42737.16 | 21805.05 | 32368.57 | 6189.49 | 14159.18 | 3428.42 | 12741.29 | 20516.24 | 11900.17 | 30155.91 | 34923.93 | 8776.66 | 4795.14 | 3239.37 | 35840.39 | 6505.92 | 5585.73 | 22819.02 | ######## | 32949 | ######## | ######## | ######## | 84038.28 | 36466.97 | ######## | 2468.15 | 18382.2 | 47700.26 | 77206.18 | ######## | 93015.97 | ######## | ######## | 9140 | 9368 | 12613 | ######## | ######## | 43632.05 | 83210.27 | 1134.79 | 2129.42 | 12753.47 | 1841.01 | ######## | ######## | ########
V2 | Compensation of employees |  | 0 | 24695 | 3656.6 | 1905.4 | 21205.36 | 42571.45 | 67458.53 | 20872.66 | 54195 | 19759.64 | 5338.79 | 5989.12 | 769.06 | 1488.06 | 12394.25 | 12741.19 | 14826.23 | 8843.14 | 18101.07 | 29670.57 | 4138.49 | 12996.18 | 3384.42 | 6948.29 | 15905.24 | 8093.17 | 28093.91 | 26868.93 | 8067.66 | 3782.14 | 1581.37 | 29656.39 | 5793.92 | 4375.73 | 5853.6 | 37273.84 | 10066 | 69309 | ######## | 85451.42 | 49015.28 | 16524.97 | 71022.21 | 168.15 | 5767.2 | 24028.26 | 31049.18 | ######## | 42085.59 | 70859 | 17667 | 4323 | 8308 | 4711 | ######## | ######## | 18397.12 | 42154.08 | 452.81 | 1005.63 | 7066.69 | 984.68 | ######## | ######## | ########
V3 | Taxes less subsidies |  | ######## | 186.54 | 247.19 | 29.65 | 1042.36 | 1396.63 | 1110.87 | 498.12 | 512.88 | 862.76 | 119.21 | 179.49 | -0.2 | 90.49 | 227.01 | 100.99 | 433.55 | 903.14 | -1095.35 | 744.07 | 33.73 | -30.55 | 66.08 | 155.89 | 572.46 | 111.16 | 111.38 | 46.42 | 279.61 | 20.99 | 102 | 96.68 | 78.3 | 78.41 | 191.94 | 226.2 | -279.47 | 1706.87 | 4808.5 | 3932.76 | 1577.29 | 1113.01 | 3800.77 | 68.1 | 264.09 | 637.15 | 1350.3 | 3100.54 | 2077.99 | 1217.76 | 31942.18 | 197.64 | 178.41 | -6.65 | 1179.67 | 8692.14 | 1808.26 | 2192 | -224.47 | 151.67 | 1049.42 | 154.99 | 0 | 82420.98 | ########
V4 | Taxes on products |  |  | 0 | 0 | 0 | 0 | 0 | 0 | 0 | 0 | 0 | 0 | 0 | 0 | 0 | 0 | 0 | 0 | 0 | 0 | 0 | 0 | 0 | 0 | 0 | 0 | 0 | 0 | 0 | 0 | 0 | 0 | 0 | 0 | 0 | 0 | 0 | 0 | 0 | 0 | 0 | 0 | 0 | 0 | 0 | 0 | 0 | 0 | 0 | 0 | 0 | 0 | 0 | 0 | 0 | 0 | 0 | 0 | 0 | 0 | 0 | 0 | 0 | 0 | 0 | ########
V5 | Subsidies on products |  |  | 0 | 0 | 0 | 0 | 0 | 0 | 0 | 0 | 0 | 0 | 0 | 0 | 0 | 0 | 0 | 0 | 0 | 0 | 0 | 0 | 0 | 0 | 0 | 0 | 0 | 0 | 0 | 0 | 0 | 0 | 0 | 0 | 0 | 0 | 0 | 0 | 0 | 0 | 0 | 0 | 0 | 0 | 0 | 0 | 0 | 0 | 0 | 0 | 0 | 0 | 0 | 0 | 0 | 0 | 0 | 0 | 0 | 0 | 0 | 0 | 0 | 0 | 0 | -15270
V6 | Other taxes less subsidies |  |  | 186.54 | 247.19 | 29.65 | 1042.36 | 1396.63 | 1110.87 | 498.12 | 512.88 | 862.76 | 119.21 | 179.49 | -0.2 | 90.49 | 227.01 | 100.99 | 433.55 | 903.14 | -1095.35 | 744.07 | 33.73 | -30.55 | 66.08 | 155.89 | 572.46 | 111.16 | 111.38 | 46.42 | 279.61 | 20.99 | 102 | 96.68 | 78.3 | 78.41 | 191.94 | 226.2 | -279.47 | 1706.87 | 4808.5 | 3932.76 | 1577.29 | 1113.01 | 3800.77 | 68.1 | 264.09 | 637.15 | 1350.3 | 3100.54 | 2077.99 | 1217.76 | 31942.18 | 197.64 | 178.41 | -6.65 | 1179.67 | 8692.14 | 1808.26 | 2192 | -224.47 | 151.67 | 1049.42 | 154.99 | 0 | 82420.98 | 85518.98
V7 | GOS / mixed income |  |  | 69793.46 | 3508.62 | 5440.58 | 61996.64 | 11267.37 | 85297.13 | 28533.88 | 57980.12 | 16893.24 | 616.79 | 156.51 | 1143.2 | 245.51 | 10373.99 | 8892.01 | 407.45 | 32990.88 | 4799.33 | 1953.93 | 2017.27 | 1193.55 | -22.08 | 5637.11 | 4038.54 | 3695.84 | 1950.62 | 8008.58 | 429.39 | 992.01 | 1556 | 6087.32 | 633.7 | 1131.59 | 16773.48 | 87331.96 | 23162.47 | 64295.13 | 92687.5 | 83988.24 | 33445.71 | 18828.99 | ######## | 2231.9 | 12350.91 | 23034.85 | 44806.7 | 73601.13 | 48852.39 | 32732.24 | ######## | 4619.36 | 881.59 | 7908.65 | 36106.33 | 86896 | 23426.68 | 38864.19 | 906.46 | 972.12 | 4637.36 | 701.34 | ######## | ######## | ########
| Total output at basic prices |  |  | ######## | 20631.23 | 9792.81 | ######## | 89981.81 | ######## | 99576 | ######## | ######## | 34320.15 | 28226.84 | 8625.42 | 10087.42 | 57036.68 | 90797.5 | 54291.38 | ######## | ######## | ######## | 20813.35 | 39425.26 | 10723.64 | 51616.8 | ######## | 51732.96 | ######## | ######## | 52430.32 | 16272.37 | 9900.7 | ######## | 19661.29 | 24395.73 | 57163.51 | ######## | 70669 | ######## | ######## | ######## | ######## | 91570.19 | ######## | 5698.91 | 49518.29 | 95596.67 | ######## | ######## | ######## | ######## | ######## | 28965 | 37900 | 18491 | ######## | ######## | 95395.88 | ######## | 2475.89 | 5114.63 | 47694.11 | 6069.34 | ######## | ########

## SUTCoal
Coal
|  | From SUT | Price (incl.trade&transport) | CV | Price (incl.trade&transport) | SUT | DMRE | DEFF Inventory | Other Sources | This Study | This Study | XMP 2017
|  | mR | R/GJ | GJ/ton | R/ton | TJ | TJ |  | TJ | TJ | ktons
| Total including Transformation and export |  |  |  |  | 4659718.03 | 5739379.17 | 5180253.07 |  | 5524870.5305 | 245870.2531 | 250272.6381
| Total including Transformation |  |  |  |  | 2704152.9236 | 3774544.1 | 3215418 |  | 3560035.4605 | 173449.572 | 180099.957
| Total (Final) |  |  |  |  | 418698.5486 | 439731.44 | 644839 |  | 356010.1811 | 15015.63 | 25799.957
Exports | Exports | 45955.78 | 23.5 | 28 | 658 | 1955565.1064 | 1964835.07 | 1964835.07 |  | 1964835.07 | 70172.6811 | 70172.6811
| Stock Change (Eskom) |  |  | 19.87 | [5 empty] | 44667.76 | 2248
CTL (energy) | Refinery (Boilers) | 0 | 15 | 20.84 | 312.6 | 0 | 861176.88 | 295678 | 0 | 216349.9043 | 10381.4733 |  | Total Secunda Check |  | 14522.3889
CTL (material use) | Refinery (material Use) |  |  | 20.84 | [5 empty] | 575857.2923 | 27632.3077 | 39000 | 40175.6378
Power | Power | 36567.27 | 16 | 19.87 | 317.92 | 2285454.375 | 2466073.75 | 2266621 | 0 | 2295861.6316 | 115544.1183 | 115300
Autoproducer Electricity Plant | Autoproducer Electricity Plant | [5 empty] | 7562.03 | 8280 | [5 empty] | XMP 2013 |  |  | XMP 2012
| Commerce | [8 empty] | 0 | 0
| Pulp and Paper |  |  | 27 | [5 empty] | 54802 | 2029.7037
| Food and Bev |  |  | 27 | [5 empty] | 8050.6778 | 298.1733
| Sasol Chem |  |  | 20.84 | [5 empty] | 8050.6778 | 386.3089
| Sasol SSF |  |  | 20.84 | [5 empty] | 45053.0957 | 2161.8568
| Total Transformation |  |  |  |  | 2285454.375 | 3334812.66 | 2570579 | 0 | 3204025.2794 | 158433.942 | 154300
SATIM Category | DMRE categories |  |  | 27
Total Industry | Total Industry |  |  |  |  | 380562.5486 | 309637.64 | 322366 |  | 311740.1811 | 13373.9004 | 25728.057
| Mining | 4789.61 |  |  |  |  | 1409.08 | [6 empty] | XMP 2017
Mining2 | Mining(only) | 53.1512 | 42 | 27 | 1134 | 1265.5048 | 0 |  |  | 1265.5048 | 46.8705 | 47.1 |  | Commodity | Mass(Mt) | Value(MR) | Price(R/t) | Check |  | 2017
FerroAlloys | Ferro-Alloys | 4736.4588 | 66.6 | 30 | 1998 | 71118 | 0 |  | 71118 | 71118 | 2370.6 | 2700 |  | Electricity | 115.3 | 37930 | 329 | 37933.7 | Purchased | 116.55
Food_Bev_Tob30 | Food&Tob | 741.88 | 52.381 | 27 | 1414.2857 | 14163.1636 | 0 |  |  | 6112.4859 | 226.3884 |  |  | Synfuels | 39 | 15160 | 389 | 15171 | Burnt | 114.302
IndOther | Textile&leather | 317.64 | 42 | 25 | 1050 | 7562.8571 | 0 |  |  | 7562.8571 | 302.5143 |  |  | Merchant&Domestic | 12.3 | 5718.3 | 465 | 5719.5 | Stock Change | 2.248
IndOther | Wood and Wood Products | 163.2 | 42 | 25 | 1050 | 3885.7143 | 0 |  |  | 3885.7143 | 155.4286 |  |  | Industries | 4.94 | 2756.2 | 558 | 2756.52
Pulp_Paper323 | Paper Pulp and Print | 3224.23 | 52 | 27 | 1404 | 62004.4231 | 0 |  | 54802 | 0 | 0 | 4940 |  | Steel | 2.91 | 2150.6 | 739 | 2150.49 | CV 2017 | 19.87
Chemicals33 | Chemical and Petrochemical | 486.27 | 15 | 20 | 300 | 32418 | 49487.03 |  |  | 32418 | 1620.9 | 1249.357 |  | Metallurgical | 2.7 | 2852.4 | 1041 | 2810.7
NMMProducts34 | Non-Metallic Minerals | 1192.8 | 20 | 20 | 400 | 59640 | 43902.3 |  | 61284 | 61284 | 3064.2 | 1579.5 |  | Chemical | 1.2494 | 486 | 389 | 485.9999
Iron_Steel351 | Iron and Steel | 3630.47 | 75 | 30 | 2250 | 48406.2667 | 81157.26 |  | 47995 | 47995 | 1599.8333 | 2910 |  | Cement | 1.236 | 595.7 | 482 | 595.752
PNFMetals352 | Non-Ferrous Metals | 18.95 | 42 | 27 | 1134 | 451.1905 | 3481.19 |  |  | 451.1905 | 16.7108 |  |  | Brick&Tile | 0.3435 | 93.4 | 272 | 93.432
IndOther | Machinery | 44.49 | 42 | 25 | 1050 | 1059.2857 | 0 |  |  | 1059.2857 | 42.3714 |  |  | Agriculture | 0.0698 | 60.3 | 864 | 60.3072
IndOther | Transport equip | 4.29 | 42 | 27 | 1134 | 102.1429 | 0 |  |  | 102.1429 | 3.7831 | 2.1 |  | Mines | 0.0471 | 39.1 | 830 | 39.093
IndOther | Construction | 0 | 42 | 27 | 1134 | 0 | 0 |  |  | 0 | 0 |  |  | Transport | 0.0021 | 2.4 | 1140 | 2.394
IndOther | Other Ind | 1569.72 | 20 | 20 | 400 | 78486 | 0 |  |  | 78486 | 3924.3 | 12300 |  | TOTAL | 180.0979 | 67844.4 | 376.7085 | 67844.4
| Non-specified (Industry) | [5 empty] | 130200.78
Agriculture | Agriculture | 23.08 | 52.381 | 27 | 1414.2857 | 440.6182 | 1998.24 | 1403 | 1998 | 1998 | 74 | 69.8
Commerce | Comm&gov | 899.16 | 52.381 | 27 | 1414.2857 | 17165.7818 | 16510.89 | 26655 |  | 26655 | 987.2222
Residential | Residential | 2677.53 | 150 | 27 | 4050 | 17850.2 | 16587.6 | 294415 | 15617 | 15617 | 578.4074
Transport | Transport | 133.97 | 50 | 27 | 1350 | 2679.4 | 42.93 |  |  | 0 | 2.1 | 2.1
| Non-specified (Other) | [5 empty] | 94954.14
SATIM Model Sectors
| Total including Transformation and export and stock changes | [8 empty] | 5237231.935 | 245870.2531
| Total including Transformation | [8 empty] | 3227729.105 | 173449.572
| Total (Final) | [8 empty] | 356010.1811 | 15015.63
| Stock Changes | [8 empty] | 44667.76 | 2248
| Exports | [8 empty] | 1964835.07 | 70172.6811
Transformation
| Power | [8 empty] | 2295861.6316 | 115544.1183
| CTL (material use) | [8 empty] | 575857.2923 | 27632.3077
| CTL (energy) | [8 empty] | 216349.9043 | 10381.4733
Auto Producers
| AutoProd-Commerce | [8 empty] | 0 | 0
| AutoProd-Pulp and Paper | [8 empty] | 54802 | 2029.7037
| AutoProd-Food and Bev | [8 empty] | 8050.6778 | 298.1733
| AutoProd-Chemicals (Sasol) | [8 empty] | 8050.6778 | 386.3089
| AutoProd-Synfuels (Sasol) | [8 empty] | 45053.0957 | 2161.8568
| Total Transformation | [8 empty] | 3204025.2794 | 158433.942
Final Consumption (excl.fuel used for elc gen)
| Total Industry | [8 empty] | 311740.1811 | 13373.9004 |  |  | 385074 | 344654
| Chemicals33 | [8 empty] | 32418 | 1620.9 |  |  | 42522 | 43264
| FerroAlloys | [8 empty] | 71118 | 2370.6 |  |  | 50328 | 52444
| Food_Bev_Tob30 | [8 empty] | 6112.4859 | 226.3884 |  |  | 26073 | 24923
| IndOther | [8 empty] | 91096 | 4428.3974 |  |  | 79039 | 85191
| Iron_Steel351 | [8 empty] | 47995 | 1599.8333 |  |  | 61563 | 40170
| Mining2 | [8 empty] | 1265.5048 | 46.8705 |  |  | 31561 | 31615
| NMMProducts34 | [8 empty] | 61284 | 3064.2 |  |  | 57817 | 60009
| PNFMetals352 | [8 empty] | 451.1905 | 16.7108 |  |  | 1191 | 764
| Pulp_Paper323 | [8 empty] | 0 | 0 |  |  | 34980 | 6274
| Agriculture | [8 empty] | 1998 | 74 |  |  | 822 | 1216
| Commerce | [8 empty] | 26655 | 987.2222 |  |  | 15027 | 17097
| Residential | [8 empty] | 15617 | 578.4074 |  |  | 14247 | 11448
| Transport | [8 empty] | 0 | 2.1
Note on D8: set to match DMRE -Bruno Merven
Note on L9: from Eskom annual report. This could be higher. -Bruno Merven
Note on D10: 2012 value adjusted for inflation -Bruno Merven
Note on E10: From DEFF report (The Calculation of Country Specific Emission Factors for the Stationary Combustion of Fuels in the Electricity Generation Sector) -Bruno Merven
Note on I10: this would include 50PJ for power gen but would exclude coal for material use. This was derived from direct emissions that also include emissions from burning natural gas. -Bruno Merven
Note on J10: SATIM -Bruno Merven
Note on K10: 261 is total energy use from Sustainability report June 2018 Page 38 -Bruno Merven
Note on L10: this + power gen = ~41mton as per Secunda mass balance by Harro's post-doc. -Bruno Merven
Note on L11: from sustainability report / 0.65 (Dry Ash Free to Run of min ratio) -Bruno Merven
Note on D12: adjusted to more or less hit DEFF/Eskom value -Bruno Merven
Note on E12: Eskom annual report -Bruno Merven
Note on I12: This is Eskom -Bruno Merven
Note on J12: SATIM -Bruno Merven
Note on K12: 20.5PJ (estimate for Kelvin) based on 2018 production. -Bruno Merven
Note on L12: this is in the ball-park of what Eskom says it consumed -Bruno Merven
Note on K16: from sugar study -Bruno Merven
Note on K18: estimated from 2018 electricity production from Sasol's coal plants -Bruno Merven
Note on E21: as per DMRE EB -Bruno Merven
Note on B23: We suspect that Ferro-Alloys is part of Mining in SUT -Bruno Merven
Note on D25: estimate in order to get mining to match XMP -Bruno Merven
Note on J25: Bryce? -Bruno Merven
Note on D26: Original price paid by sugar industry in 2018, adjusted to 2017. -Bruno Merven
Note on G26: this would include transformation (used in elec gen) -Bruno Merven
Note on Y26: from Alwyn Van Der Merwe (Eskom Primary Energy). -Bruno Merven
Note on D29: Price pushed up to try bring consumption down. Perhaps higher transport costs in this sector? -Bruno Merven
Note on G29: this would include transformation (used in elec gen) -Bruno Merven
Note on J29: Tamaryn Scaled -Bruno Merven
Note on J31: Bryce? -Bruno Merven
Note on C32: here we assume that this excludes coke which mostly comes imports. -Bruno Merven
Note on H32: this probably includes coking coal -Bruno Merven
Note on J32: Bryce? -Bruno Merven
Note on M32: this may include coking coal -Bruno Merven
Note on J40: Fadiel? -Bruno Merven
Note on J42: Fuel Study -Bruno Merven

## SUTElec
Electricity
|  | From SUT (elc+gas) | From SUT (dist.) | Price(elc+gas) | Price (dist) | From SUT (elc+gas) | From SUT (dist.) | Eskom 2016 | Eskom 2017 | Munics | Total (Eskom+Munics) | Total SUT | DMRE | DMRE
|  | mR | mR | R/kWh | R/kWh | GWh | GWh | GWh | GWh | GWh | GWh | GWh | GWh | TJ
Exports | Exports | 3217.57 | 0 | 0.21074 |  | 15268 |  |  | 15268 |  | 15268 | 15268 | 16549 | 59576.4
| Refinery | 1 | 929.14 | 1 | 1 | 1 | 929.14 | 7960 | 6892.8333 | 0 | 6892.8333 | 930.14 | 12404.2806 | 44655.41
| Other Refineries | [7 empty] | 2016.8333 | 0 | 2016.8333
Sasol CTL | Sasol CTL | [7 empty] | 4876 |  | 4876
Power (pump storage) | Power (pump storage)
Autoproducer Electricity Plant | Autoproducer Electricity Plant
Commerce
Pulp and Paper
Food and Bev
Sasol SSF
Sasol Chemicals
| Total Transformation | [12 empty] | 0
| Total Losses | [11 empty] | 21086.0028 | 75909.61
| Checks | [9 empty] | 94878.2928
SATIM Category | Checks | [7 empty] | 71536.7083 | 16000 | 87536.7083
Total Industry | Total Industry |  |  | 1 | 1 |  |  | 70769 | 72307.7222 | 15677.7372 | 87985.4594 | 95661.7766 | 107107.2583 | 385586.13
| Mining | 16657.98 | 11168.34 | 0.91008 | 0.91008 | 18303.7772 | 12271.7645 |  |  |  | 0 | 30575.5417 | 30575.5417 | 110071.95
Mining2 | Mining(only) | 0 | 0 | 1 | 1 |  |  | 30580 | 30575.5417 | 0 | 30575.5417 |  | 0 | 0
FerroAlloys | Ferro-Alloys | 0 | 0 | 1 | 1 |  |  | 14027 | 14416.2806 | 0 | 14416.2806 |  | 0 | 0
Food_Bev_Tob30 | Food&Tob | 512.28 | 3641.12 | 1 | 1 | 512.28 | 3641.12 |  | 739.8556 | 3413.5444 | 4153.4 | 4153.4 | 739.8556 | 2663.48
IndOther | Textile&leather | 288.95 | 831.02 | 1 | 1 | 288.95 | 831.02 |  |  |  |  | 1119.97 | 164.725 | 593.01
IndOther | Wood and Wood Products | 161.19 | 496.39 | 1 | 1 | 161.19 | 496.39 |  |  |  |  | 657.58 | 332.5056 | 1197.02
Pulp_Paper323 | Paper Pulp and Print | 803.15 | 1409.71 | 1 | 1 | 803.15 | 1409.71 | 1302 | 1151.3472 | 1061.5128 | 2212.86 | 2212.86 | 1151.3472 | 4144.85
Chemicals33 | Chemical and Petrochemical | 13641.39 | 2273.29 | 1 | 1 | 13641.39 | 2273.29 | 2934 | 2640.6 | 6244.22 | 8884.82 | 15914.68 | 8838.4861 | 31818.55
NMMProducts34 | Non-Metallic Minerals | 870.6 | 761.21 | 1 | 1 | 870.6 | 761.21 | 1579 | 1421.1 | 210.71 | 1631.81 | 1631.81 | 2456.4861 | 8843.35
Iron_Steel351 | Iron and Steel | 4491.79 | 6776.97 | 0.57 | 0.57 | 7880.3333 | 11889.4211 | 4679 | 4808.8527 | 0 | 4808.8527 | 19769.7544 | 19225.1333 | 69210.48
PNFMetals352 | Non-Ferrous Metals | 356.46 | 2862.16 | 0.21426 | 0.21426 | 1663.6742 | 13358.3063 | 14034 | 15021.9806 | 0 | 15021.9806 | 15021.9806 | 15021.9806 | 54079.13
IndOther | Machinery | 392.45 | 754.43 | 1 | 1 | 392.45 | 754.43 |  |  |  |  | 1146.88 | 58.7889 | 211.64
IndOther | Transport equip | 124.45 | 77.31 | 1 | 1 | 124.45 | 77.31 |  |  |  |  | 201.76 | 53.9194 | 194.11
IndOther | Construction | 0 | 800.79 | 1 | 1 | 0 | 800.79 |  |  |  |  | 800.79 | 182.3694 | 656.53
IndOther | Other Ind | 686.85 | 1767.92 | 1 | 1 | 686.85 | 1767.92 | 1634 | 1532.1639 | 4747.75 | 6279.9139 | 2454.77 | 0 | 0
| Non-specified (Industry) | 0 | 0 | 1 | 1 | 0 | 0 |  |  |  | 0 | 0 | 28306.1194 | 101902.03
| Redistributors | 0 | 0 | 1 | 1 | 0 | 0 | [5 empty] | 0
Agriculture | Agriculture | 5254.59 | 0 | 1 | 1 | 5254.59 | 0 |  | 5711 | 59 | 5770 | 5254.59 | 5968 | 21484.8
Commerce | Comm&gov | 23.12 | 30793.43 | 1 | 1 | 23.12 | 30793.43 |  | 10539 | 25306 | 35845 | 30816.55 | 37000 | 133200
Residential | Residential | 5294 | 96391.28 | 2 | 2 | 2647 | 48195.64 |  | 12302 | 35568 | 47870 | 50842.64 | 48523 | 174682.8
Transport | Transport | 0 | 4110.2 | 1.25 | 1.25 | 0 | 3288.16 |  | 3148 | 334 | 3482 | 3288.16 | 3330.8167 | 11990.94
| Non-specified (Other) | [11 empty] | 746 | 2685.6
| Total (Final) | [7 empty] | 104007.7222 | 77267 | 180952.4594 |  | 202675.075 | 729630.27
| Total including Transformation inputs | [7 empty] | 110900.5556 | 77267 | 187845.2928 | 186793.8566 | 215079.3556 | 774285.68
248569.6389
[10 empty] | Total net send out including imports | 235054
Purchases made from Grid
SATIM Model Sectors
| Exports | [9 empty] | 15887.6171
Grid+Own Gen
| Transformation | [11 empty] | preNDC SATIM | preNDC SATIM | preNDC SATIM | preNDC SATIM
| Power | [11 empty] | 2012 GWh | 2012 (TJ) | 2017 TJ | 2017 GWh
| GTL | [9 empty] | 840.8333 | 840.8333 | 891.6667 | 3210 | 2551 | 708.6111
| CTL (energy) | [9 empty] | 4876 | 9428.0475 | 9488.3333 | 34158 | 34158 | 9488.3333
| Crude Refineries | [9 empty] | 1176 | 1176 | 1666.9444 | 6001 | 6001 | 1666.9444
| Total Refineries | [9 empty] | 6892.8333
AutoProd-Commerce
| AutoProd-Pulp and Paper | [10 empty] | 1741.2965
| AutoProd-Food and Bev | [10 empty] | 708.3333
| AutoProd-Chemicals (Sasol) | [10 empty] | 2353.7996
| AutoProd-Synfuels (Sasol) | [10 empty] | 4552.0475
| Final Consumption (excl.fuel used for elc gen) | [9 empty] | Final (from Grid) | Final Grid+own gen
| Total Industry | [9 empty] | 87985.4594 | 92788.8889
| Chemicals33 | [9 empty] | 8884.82 | 11238.6196 | 7767.2222 | 27962 | 29964 | 8323.3333
| FerroAlloys | [9 empty] | 14416.2806 | 14416.2806 | 15306.3889 | 55103 | 57421 | 15950.2778
| Food_Bev_Tob30 | [9 empty] | 4153.4 | 4861.7333 | 4457.2222 | 16046 | 16861 | 4683.6111
| IndOther | [9 empty] | 6279.9139 | 6279.9139 | 11641.9444 | 41911 | 41666 | 11573.8889
| Iron_Steel351 | [9 empty] | 4808.8527 | 4808.8527 | 11683.3333 | 42060 | 32018 | 8893.8889
| Mining2 | [9 empty] | 30575.5417 | 30575.5417 | 29838.6111 | 107419 | 113480 | 31522.2222
| NMMProducts34 | [9 empty] | 1631.81 | 1631.81 | 701.6667 | 2526 | 2697 | 749.1667
| PNFMetals352 | [9 empty] | 15021.9806 | 15021.9806 | 18645.8333 | 67125 | 41943 | 11650.8333
| Pulp_Paper323 | [9 empty] | 2212.86 | 3954.1565 | 6314.4444 | 22732 | 17886 | 4968.3333
| Agriculture | [9 empty] | 5770 | 5770 | 4785.8333 | 17229 | 19795 | 5498.6111
| Commerce | [9 empty] | 35845 | 35845 | 41620 | 149832 | 151414 | 42059.4444
| Residential | [9 empty] | 47870 | 47870 | 43284.1667 | 155823 | 168231 | 46730.8333
| Transport | [9 empty] | 3482 | 3482 | 3948.0556 | 14213 | 16304 | 4528.8889
| Total (Final) | [9 empty] | 180952.4594 | 185755.8889
| Total including Transformation | [9 empty] | 187845.2928
| Total Losses | [9 empty] | 32689.7625
| Transmission Losses | [8 empty] | 3.9% | 9167.106
| Dist.Agriculture | [8 empty] | 13% | 862.1839
| Dist.Commerce | [8 empty] | 12.3% | 5027.2919
| Dist.Households | [8 empty] | 19.7% | 11743.9477
| Dist.Transport | [8 empty] | 4.8% | 175.563
| Dist.Other Industry | [8 empty] | 6% | 3664.4628
| Dist.Mining | [8 empty] | 5% | 1609.239
| Dist.Refineries | [8 empty] | 6% | 439.9681
| Total including Losses and Exports | [9 empty] | 236422.6723
[13 empty] | LowIncome | 25665 | 25825
[13 empty] | MiddleIncome | 43393 | 47513
[13 empty] | HighIncome | 86765 | 94893
[13 empty] | PassPub | 2256 | 2480
[13 empty] | FreightPip | 2657 | 2657
[13 empty] | FreightRail | 9300 | 11167
Note on I2: From Eskom, sales by SIC -Bruno Merven
Note on K2: from data collected by SEA, padded with Eskom sales to redistributors. -Bruno Merven
Note on L4: Eskom Annual report 2017/2018 -Bruno Merven
Note on O6: this must include own gen -Bruno Merven
Note on J8: estimate made in TCH_SUP!Refineries Data, based on Sasol sustainability report, allocated to different businesses in Sasol -Bruno Merven
Note on K19: from Munics Data in SEA SSG study -Bruno Merven
Note on E20: estimate to try and balance things -Bruno Merven
Note on M28: this includes Sasol, and it may include purchases for own gen? -Bruno Merven
Note on N28: this must include self gen -Bruno Merven
Note on E30: adjusted to get sum to match IS+FA -Bruno Merven
Note on K39: from Munics Data in SEA SSG study -Bruno Merven
Note on K40: from Munics Data in SEA SSG study -Bruno Merven
Note on K41: from Munics Data in SEA SSG study -Bruno Merven
Note on L46: from Jarrad - hourly dispatch data for 2017 -Bruno Merven
Note on L49: including transmission losses -Bruno Merven
Note on M53: GTL calc update done by Fadiel -Bruno Merven
Note on O54: this includes self gen -Bruno Merven
Note on L55: Fadiel: SAPIA AR (2018) -Bruno Merven
Note on N72: this includes own gen -Bruno Merven
Note on K81: Nersa 2012 -Bruno Merven

## Petroleum products
DMRE
LPG
Indigenous Production | 0
Import | 4957.48
Export | -2829.3455
Domestic Supply | 2128.1345
Statistical Differences | -6182.7439
Transformation Sector | 19175.5293
Coke Ovens | 0
Gas Works | 0
Blast Furnaces | 0
Oil Refineries | 19175.5293
Liquefaction | 0
Energy Sector | 0
Ownuse in Elec., CHP and Heat plant | 0
Final Consumption | 15120.9199
Industry Sector | 789.2809
Iron and Steel | 0
Chemical and Petrochemical | 0
Non-Ferrous Metals | 0
Non-Metallic Minerals | 0
Transport Equipment | 0
Machinery | 555.8107
Mining and Quarrying | 135.8573
Food and Tobacco | 0
Paper Pulp and Print | 0
Wood and Wood Products | 0
Construction | 0
Textile and Leather | 97.6128
Non-specified (Industry) | 0
Other Sectors | 14205.6786
Agriculture | 1.0114
Commerce and Public Services | 1846.6066
Residential | 12358.0605