## ReserveMargin Inputs
Transmission losses | 3.9%
Reserve Margin Level | 15%
Start Year | 2025
Note on D3: [Threaded comment] Your version of Excel allows you to read this threaded comment; however, any edits to it will get removed if the file is opened in a newer version of Excel. Learn more: https://go.microsoft.com/fwlink/?linkid=870924 Comment: As per Discussion with Jarrad

## ITEMS-Con
ITEMS | REGION1
| C | UCACT_BATR | Batr constraint | uconstraint | UC_N,UCRT,UCRULE | ITEMS-Con
| C | UCACT_GAS | Gas constraint | uconstraint | UC_N,UCRT,UCRULE
| C | UCCAP_RMELCC | Capacity Reserve Margin on ELCC | uconstraint | UC_N,UCRT
| C | UCCAP_ERMELC | Energy Reserve Margin on ELCC | uconstraint | UC_N,UCRT
| C | UCCAP_DUMETR | dummy technology tracking the sum of centralised generation over and above peak grid demand' | uconstraint | UC_N,UCRT
| C | UCNCAP_GAS | Max NCAP gas | uconstraint | UC_N,UCRT
| C | UCNCAP_PV | Max NCAP PV | uconstraint | UC_N,UCRT
| T | EP_FLAB-P | Power - Supply - Factor-Labour-Primary | PJ,PJa | PRC,PRE,ANNUAL
| T | EP_FLAB-M | Power - Supply - Factor-Labour-Mid | PJ,PJa | PRC,PRE,ANNUAL
| T | EP_FLAB-S | Power - Supply - Factor-Labour-Secondary | PJ,PJa | PRC,PRE,ANNUAL
| T | EP_FLAB-T | Power - Supply - Factor-Labour-Tertiary | PJ,PJa | PRC,PRE,ANNUAL
| T | MIN_FLAB-P | Supply - Factor-Labour-Primary | PJ,PJa | PRC,PRE,ANNUAL,IRE
| T | MIN_FLAB-M | Supply - Factor-Labour-Mid | PJ,PJa | PRC,PRE,ANNUAL,IRE
| T | MIN_FLAB-S | Supply - Factor-Labour-Secondary | PJ,PJa | PRC,PRE,ANNUAL,IRE
| T | MIN_FLAB-T | Supply - Factor-Labour-Tertiary | PJ,PJa | PRC,PRE,ANNUAL,IRE
| E | FLAB-P | Factor-Labour-Primary | PJ | COM,NRG,ANNUAL,FOSSIL
| E | FLAB-M | Factor-Labour-Mid | PJ | COM,NRG,ANNUAL,FOSSIL
| E | FLAB-S | Factor-Labour-Secondary | PJ | COM,NRG,ANNUAL,FOSSIL
| E | FLAB-T | Factor-Labour-Tertiary | PJ | COM,NRG,ANNUAL,FOSSIL
| E | PWR_FLAB-P | Power - Factor-Labour-Primary | PJ | COM,NRG,ANNUAL,FOSSIL
| E | PWR_FLAB-M | Power - Factor-Labour-Mid | PJ | COM,NRG,ANNUAL,FOSSIL
| E | PWR_FLAB-S | Power - Factor-Labour-Secondary | PJ | COM,NRG,ANNUAL,FOSSIL
| E | PWR_FLAB-T | Power - Factor-Labour-Tertiary | PJ | COM,NRG,ANNUAL,FOSSIL
| C | UCPWR_FLAB-P | User Constraint Power - Factor-Labour-Primary | uconstraint | UC_N,UCRT
| C | UCPWR_FLAB-M | User Constraint Power - Factor-Labour-Mid | uconstraint | UC_N,UCRT
| C | UCPWR_FLAB-S | User Constraint Power - Factor-Labour-Secondary | uconstraint | UC_N,UCRT
| C | UCPWR_FLAB-T | User Constraint Power - Factor-Labour-Tertiary | uconstraint | UC_N,UCRT

## ConTID
TID DATA | REGION1
| UC_R_EACH | UCACT_BATR | - | - | - | - | - | 1 | ConTID
| UC_R_EACH | UCACT_GAS | - | - | - | - | - | 1
| UC_R_EACH | UCCAP_ERMELC | - | - | - | - | - | 1
| UC_R_EACH | UCCAP_RMELCC | - | - | - | - | - | 1
| PRC_ACTUNT | MIN_FLAB-P | - | FLAB-P | - | - | - | 1
| PRC_ACTUNT | MIN_FLAB-M | - | FLAB-M | - | - | - | 1
| PRC_ACTUNT | MIN_FLAB-S | - | FLAB-S | - | - | - | 1
| PRC_ACTUNT | MIN_FLAB-T | - | FLAB-T | - | - | - | 1
| PRC_ACTUNT | EP_FLAB-P | - | PWR_FLAB-P | - | - | - | 1
| PRC_ACTUNT | EP_FLAB-M | - | PWR_FLAB-M | - | - | - | 1
| PRC_ACTUNT | EP_FLAB-S | - | PWR_FLAB-S | - | - | - | 1
| PRC_ACTUNT | EP_FLAB-T | - | PWR_FLAB-T | - | - | - | 1
| PRC_CAPACT | MIN_FLAB-P | - | - | - | - | - | 1
| PRC_CAPACT | MIN_FLAB-M | - | - | - | - | - | 1
| PRC_CAPACT | MIN_FLAB-S | - | - | - | - | - | 1
| PRC_CAPACT | MIN_FLAB-T | - | - | - | - | - | 1
| PRC_CAPACT | EP_FLAB-P | - | - | - | - | - | 1
| PRC_CAPACT | EP_FLAB-M | - | - | - | - | - | 1
| PRC_CAPACT | EP_FLAB-S | - | - | - | - | - | 1
| PRC_CAPACT | EP_FLAB-T | - | - | - | - | - | 1
| TOP-OUT | MIN_FLAB-P | FLAB-P | - | - | - | - | 1
| TOP-OUT | MIN_FLAB-M | FLAB-M | - | - | - | - | 1
| TOP-OUT | MIN_FLAB-S | FLAB-S | - | - | - | - | 1
| TOP-OUT | MIN_FLAB-T | FLAB-T | - | - | - | - | 1
| TOP-OUT | EP_FLAB-P | PWR_FLAB-P | - | - | - | - | 1
| TOP-OUT | EP_FLAB-M | PWR_FLAB-M | - | - | - | - | 1
| TOP-OUT | EP_FLAB-S | PWR_FLAB-S | - | - | - | - | 1
| TOP-OUT | EP_FLAB-T | PWR_FLAB-T | - | - | - | - | 1
| TOP-IN | EP_FLAB-P | FLAB-P | - | - | - | - | 1
| TOP-IN | EP_FLAB-M | FLAB-M | - | - | - | - | 1
| TOP-IN | EP_FLAB-S | FLAB-S | - | - | - | - | 1
| TOP-IN | EP_FLAB-T | FLAB-T | - | - | - | - | 1
| UC_R_EACH | UCPWR_FLAB-P | - | - | - | - | - | 1
| UC_R_EACH | UCPWR_FLAB-M | - | - | - | - | - | 1
| UC_R_EACH | UCPWR_FLAB-S | - | - | - | - | - | 1
| UC_R_EACH | UCPWR_FLAB-T | - | - | - | - | - | 1
| UC_R_EACH | UCCAP_DUMETR | - | - | - | - | - | 1

## ConTSRM
TS DATA | REGION1 |  | ConTSRM |  |  |  |  | 0 | 2012 | 2013 | 2014 | 2015 | 2016 | 2017 | 2018 | 2019 | 2020 | 2021 | 2022 | 2023 | 2024 | 2025 | 2026 | 2027 | 2028 | 2029 | 2030 | 2031 | 2032 | 2033 | 2034 | 2035 | 2036 | 2037 | 2038 | 2039 | 2040 | 2045 | 2050 | 2060 | 2070
| UC__RHSRT | UCACT_BATR | - | - | - | - | LO | 0 | null | null | null | null | null | null | null | null | null | null | null | null | null | 0 | 0 | 0 | 0 | 0 | 0 | 0 | 0 | 0 | 0 | 0 | 0 | 0 | 0 | 0 | 0 | 0 | 0 | 0 | 0
| UC__RHSRT | UCACT_GAS | - | - | - | - | LO | 0 | null | null | null | null | null | null | null | null | null | null | null | null | null | 0 | 0 | 0 | 0 | 0 | 0 | 0 | 0 | 0 | 0 | 0 | 0 | 0 | 0 | 0 | 0 | 0 | 0 | 0 | 0
| UC__RHSRT | UCCAP_RMELCC | - | - | - | - | LO | 0 | 0 | 0 | 0 | 0 | 0 | 0 | 0 | 0 | 0 | 0 | 0 | 0 | 0 | 0 | 0 | 0 | 0 | 0 | 0 | 0 | 0 | 0 | 0 | 0 | 0 | 0 | 0 | 0 | 0 | 0 | 0 | 0 | 0
| UCRULE_ACT | UCACT_GAS | LHS | S_PWRDPKGASMIN | - | ANNUAL | - | 0 | null | null | null | null | null | null | null | null | null | null | null | null | null | 1 | 1 | 1 | 1 | 1 | 1 | 1 | 1 | 1 | 1 | 1 | 1 | 1 | 1 | 1 | 1 | 1 | 1 | 1 | 1
| UCRULE_ACT | UCACT_GAS | LHS | S_PWRSOLPA | - | ANNUAL | - | 0 | null | null | null | null | null | null | null | null | null | null | null | null | null | -0.08 | -0.08 | -0.08 | -0.08 | -0.08 | -0.08 | -0.08 | -0.08 | -0.08 | -0.08 | -0.08 | -0.08 | -0.08 | -0.08 | -0.08 | -0.08 | -0.08 | -0.08 | -0.08 | -0.08
| UCRULE_ACT | UCACT_GAS | LHS | S_PWRWND | - | ANNUAL | - | 0 | null | null | null | null | null | null | null | null | null | null | null | null | null | -0.08 | -0.08 | -0.08 | -0.08 | -0.08 | -0.08 | -0.08 | -0.08 | -0.08 | -0.08 | -0.08 | -0.08 | -0.08 | -0.08 | -0.08 | -0.08 | -0.08 | -0.08 | -0.08 | -0.08
| UCRULE_CAP | UCACT_BATR | LHS | S_PWRDPKBATMIN | - | - | - | 0 | -1 | -1 | -1 | -1 | -1 | -1 | -1 | -1 | -1 | -1 | -1 | -1 | -1 | -1 | -1 | -1 | -1 | -1 | -1 | -1 | -1 | -1 | -1 | -1 | -1 | -1 | -1 | -1 | -1 | -1 | -1 | -1 | -1
| UCRULE_CAP | UCACT_BATR | LHS | S_PWRDPKGASMIN | - | - | - | 0 | 1 | 1 | 1 | 1 | 1 | 1 | 1 | 1 | 1 | 1 | 1 | 1 | 1 | 1 | 1 | 1 | 1 | 1 | 1 | 1 | 1 | 1 | 1 | 1 | 1 | 1 | 1 | 1 | 1 | 1 | 1 | 1 | 1
| UC_CAP | UCCAP_RMELCC | LHS | ETRANS | - | - | - | 0 | 0 | 0 | 0 | 0 | 0 | 0 | 0 | 0 | 0 | 0 | 0 | 0 | 0 | -1.1967 | -1.1967 | -1.1967 | -1.1967 | -1.1967 | -1.1967 | -1.1967 | -1.1967 | -1.1967 | -1.1967 | -1.1967 | -1.1967 | -1.1967 | -1.1967 | -1.1967 | -1.1967 | -1.1967 | -1.1967 | -1.1967 | -1.1967
| UC_CAP | UCCAP_RMELCC | LHS | ETCLECAMD-E | - | - | - | 0: 3; 2020: 0.625
| UC_CAP | UCCAP_RMELCC | LHS | ETCLEGROO-E | - | - | - | 0: 3; 2020: 0.5
| UC_CAP | UCCAP_RMELCC | LHS | ETCLEKOMA-E | - | - | - | 0: 3; 2020: 0.5
| UC_CAP | UCCAP_RMELCC | LHS | ETCLEARNO-E | - | - | - | 0: 3; 2020: 0.66667
| UC_CAP | UCCAP_RMELCC | LHS | ETCLEDUVH-E | - | - | - | 0: 3; 2020: 0.66667
| UC_CAP | UCCAP_RMELCC | LHS | ETCLEHEND-E | - | - | - | 0: 3; 2020: 0.71429
| UC_CAP | UCCAP_RMELCC | LHS | ETCLEKEND-E | - | - | - | 0: 3; 2020: 0.83333
| UC_CAP | UCCAP_RMELCC | LHS | ETCLEKRIE-E | - | - | - | 0: 3; 2020: 0.66667
| UC_CAP | UCCAP_RMELCC | LHS | ETCLELETH-E | - | - | - | 0: 3; 2020: 0.83333
| UC_CAP | UCCAP_RMELCC | LHS | ETCLEMAJD-E | - | - | - | 0: 3; 2020: 0.83333
| UC_CAP | UCCAP_RMELCC | LHS | ETCLEMAJW-E | - | - | - | 0: 3; 2020: 0.83333
| UC_CAP | UCCAP_RMELCC | LHS | ETCLEMATI-E | - | - | - | 0: 3; 2020: 1
| UC_CAP | UCCAP_RMELCC | LHS | ETCLEMATL-E | - | - | - | 0: 3; 2020: 0.83333
| UC_CAP | UCCAP_RMELCC | LHS | ETCLETUTU-E | - | - | - | 0: 3; 2020: 0.66667
| UC_CAP | UCCAP_RMELCC | LHS | ETCLEKELB-E | - | - | - | 0: 3; 2020: 0.33333
| UC_CAP | UCCAP_RMELCC | LHS | ETCLEPFSS-E | - | - | - | 0: 3; 2020: 0
| UC_CAP | UCCAP_RMELCC | LHS | ETCLEPFSI-E | - | - | - | 0: 3; 2020: 0
| UC_CAP | UCCAP_RMELCC | LHS | ETODSGT-E | - | - | - | 0: 3; 2020: 1
| UC_CAP | UCCAP_RMELCC | LHS | ERHYD-E | - | - | - | 0: 3; 2020: 1
| UC_CAP | UCCAP_RMELCC | LHS | ERHYD-I | - | - | - | 0: 3; 2020: 0.5
| UC_CAP | UCCAP_RMELCC | LHS | ETNUC-E | - | - | - | 0: 3; 2020: 1
| UC_CAP | UCCAP_RMELCC | LHS | EPTSTO-E | - | - | - | 0: 3; 2020: 1
* | UC_CAP | UCCAP_RMELCC | LHS |  | - | - | - | 0: 3
| UC_CAP | UCCAP_RMELCC | LHS | ETCLEMEDU-N | - | - | - | 0: 3; 2020: 0.8; 2025: 1; 2030: 1
| UC_CAP | UCCAP_RMELCC | LHS | ETCLEKUSI-N | - | - | - | 0: 3; 2020: 0.66667; 2025: 0.8; 2030: 1
| UC_CAP | UCCAP_RMELCC | LHS | ETCLEWATE-N | - | - | - | 0: 3; 2020: 1
| UC_CAP | UCCAP_RMELCC | LHS | EPTSTO-N | - | - | - | 0: 3; 2020: 1
| UC_CAP | UCCAP_RMELCC | LHS | ETODSGT-N | - | - | - | 0: 3; 2020: 1
| UC_CAP | UCCAP_RMELCC | LHS | ETCLDFB-N | - | - | - | 0: 3; 2020: 1
| UC_CAP | UCCAP_RMELCC | LHS | ERHYD-N | - | - | - | 0: 3
| UC_CAP | UCCAP_RMELCC | LHS | ETNUC-N | - | - | - | 0: 3; 2020: 1
| UC_CAP | UCCAP_RMELCC | LHS | ERSOLTC09-N | - | - | - | 0: 3
| UC_CAP | UCCAP_RMELCC | LHS | ERSOLPCF-N | - | - | - | 0: 3
| UC_CAP | UCCAP_RMELCC | LHS | ERSOLPCT-N | - | - | - | 0: 3
| UC_CAP | UCCAP_RMELCC | LHS | ERWNDH-N | - | - | - | 0: 3
| UC_CAP | UCCAP_RMELCC | LHS | ERHYDGIW-I | - | - | - | 0: 3; 2020: 0
| UC_CAP | UCCAP_RMELCC | LHS | ETGICGT-N | - | - | - | 0: 3; 2020: 1
| UC_CAP | UCCAP_RMELCC | LHS | ETGICCC-N | - | - | - | 0: 3; 2020: 1
| UC_CAP | UCCAP_RMELCC | LHS | ETGICEN-N | - | - | - | 0: 3; 2020: 1
| UC_CAP | UCCAP_RMELCC | LHS | ERBIO-N | - | - | - | 0: 3
| UC_CAP | UCCAP_RMELCC | LHS | ERBIG-N | - | - | - | 0: 3
| UC_CAP | UCCAP_RMELCC | LHS | ESTSUTL | - | - | - | 0: 3; 2020: 0.7
* | UC_CAP | UCCAP_RMELCC | LHS |  | - | - | - | 0: 3
| UC_CAP | UCCAP_RMELCC | LHS | ERSOLPRC-N | - | - | - | 0: 3
| UC_CAP | UCCAP_RMELCC | LHS | ERSOLPRR-N | - | - | - | 0: 3
| UC_CAP | UCCAP_RMELCC | LHS | ERSOLPRI-N | - | - | - | 0: 3
| UC_CAP | UCCAP_RMELCC | LHS | ETGASENSS-N | - | - | - | 0: 3; 2020: 0
| UC_CAP | UCCAP_RMELCC | LHS | ETGASENSI-N | - | - | - | 0: 3; 2020: 0
* | UC_CAP | UCCAP_RMELCC | LHS |  | - | - | - | 0: 3
* | UC_CAP | UCCAP_RMELCC | LHS |  | - | - | - | 0: 3
* | UC_CAP | UCCAP_RMELCC | LHS |  | - | - | - | 0: 3

## ConTSERM
TS DATA | REGION1 |  | ConTSERM |  |  |  |  | 0 | 2012 | 2013 | 2014 | 2015 | 2016 | 2017 | 2018 | 2019 | 2020 | 2021 | 2022 | 2023 | 2024 | 2025 | 2026 | 2027 | 2028 | 2029 | 2030 | 2031 | 2032 | 2033 | 2034 | 2035 | 2036 | 2037 | 2038 | 2039 | 2040 | 2045 | 2050 | 2060 | 2070
| UC__RHSRT | UCCAP_ERMELC | - | - | - | - | LO | 0 | 0 | 0 | 0 | 0 | 0 | 0 | 0 | 0 | 0 | 0 | 0 | 0 | 0 | 0 | 0 | 0 | 0 | 0 | 0 | 0 | 0 | 0 | 0 | 0 | 0 | 0 | 0 | 0 | 0 | 0 | 0 | 0 | 0
| UC_CAP | UCCAP_ERMELC | LHS | ETRANS | - | - | - | 0: 0
| UC_CAP | UCCAP_ERMELC | LHS | ETCLECAMD-E | - | - | - | 0: 3; 2020: 17.8326; 2025: 18.9216; 2030: 18.9216
| UC_CAP | UCCAP_ERMELC | LHS | ETCLEGROO-E | - | - | - | 0: 3; 2020: 12.1109; 2025: 12.1109
| UC_CAP | UCCAP_ERMELC | LHS | ETCLEKOMA-E | - | - | - | 0: 3; 2020: 11.1795; 2025: 11.1795
| UC_CAP | UCCAP_ERMELC | LHS | ETCLEARNO-E | - | - | - | 0: 3; 2020: 17.4338; 2025: 20.6561; 2030: 17.2123
| UC_CAP | UCCAP_ERMELC | LHS | ETCLEDUVH-E | - | - | - | 0: 3; 2020: 18.0999; 2025: 19.2748; 2030: 18.9878
| UC_CAP | UCCAP_ERMELC | LHS | ETCLEHEND-E | - | - | - | 0: 3; 2020: 18.3177; 2025: 19.2149
| UC_CAP | UCCAP_ERMELC | LHS | ETCLEKEND-E | - | - | - | 0: 3; 2020: 24.3605; 2025: 23.3808; 2030: 23.0024
| UC_CAP | UCCAP_ERMELC | LHS | ETCLEKRIE-E | - | - | - | 0: 3; 2020: 16.9483; 2025: 20.3218; 2030: 20.2303
| UC_CAP | UCCAP_ERMELC | LHS | ETCLELETH-E | - | - | - | 0: 3; 2020: 20.3099; 2025: 23.6142; 2030: 22.3685
| UC_CAP | UCCAP_ERMELC | LHS | ETCLEMAJD-E | - | - | - | 0: 3; 2020: 23.0254; 2025: 24.2827; 2030: 22.3685
| UC_CAP | UCCAP_ERMELC | LHS | ETCLEMAJW-E | - | - | - | 0: 3; 2020: 23.0254; 2025: 24.2827; 2030: 22.3685
| UC_CAP | UCCAP_ERMELC | LHS | ETCLEMATI-E | - | - | - | 0: 3; 2020: 26.0626; 2025: 24.7148; 2030: 25.0427
| UC_CAP | UCCAP_ERMELC | LHS | ETCLEMATL-E | - | - | - | 0: 3; 2020: 21.321; 2025: 22.2423; 2030: 21.9995
| UC_CAP | UCCAP_ERMELC | LHS | ETCLETUTU-E | - | - | - | 0: 3; 2020: 17.7335; 2025: 19.2843; 2030: 18.3161
| UC_CAP | UCCAP_ERMELC | LHS | ETCLEKELB-E | - | - | - | 0: 3; 2020: 10.2426
| UC_CAP | UCCAP_ERMELC | LHS | ETCLEPFSS-E | - | - | - | 0: 3; 2020: 23.0788; 2025: 23.0788; 2030: 23.0788
| UC_CAP | UCCAP_ERMELC | LHS | ETCLEPFSI-E | - | - | - | 0: 3; 2020: 17.5618; 2025: 17.5618; 2030: 17.5618
| UC_CAP | UCCAP_ERMELC | LHS | ETODSGT-E | - | - | - | 0: 3; 2020: 1.5768; 2025: 1.5768; 2030: 1.5768
| UC_CAP | UCCAP_ERMELC | LHS | ERHYD-E | - | - | - | 0: 3; 2020: 3.7849; 2025: 3.7849; 2030: 3.7849
| UC_CAP | UCCAP_ERMELC | LHS | ERHYD-I | - | - | - | 0: 3; 2020: 21.7557
| UC_CAP | UCCAP_ERMELC | LHS | ETNUC-E | - | - | - | 0: 3; 2020: 29.2029; 2025: 26.5407; 2030: 26.5407
| UC_CAP | UCCAP_ERMELC | LHS | EPTSTO-E | - | - | - | 0: 3
* | UC_CAP | UCCAP_ERMELC | LHS |  | - | - | - | 0: 3
| UC_CAP | UCCAP_ERMELC | LHS | ETCLEMEDU-N | - | - | - | 0: 3; 2020: 17.6745; 2025: 25.2288; 2030: 25.2288
| UC_CAP | UCCAP_ERMELC | LHS | ETCLEKUSI-N | - | - | - | 0: 3; 2020: 17.6745; 2025: 25.2288; 2030: 25.2288
| UC_CAP | UCCAP_ERMELC | LHS | ETCLEWATE-N | - | - | - | 0: 3; 2020: 25.2288
| UC_CAP | UCCAP_ERMELC | LHS | EPTSTO-N | - | - | - | 0: 3
| UC_CAP | UCCAP_ERMELC | LHS | ETODSGT-N | - | - | - | 0: 3; 2020: 1.5768; 2025: 1.5768; 2030: 1.5768
| UC_CAP | UCCAP_ERMELC | LHS | ETCLDFB-N | - | - | - | 0: 3; 2020: 25.2288; 2025: 25.2288; 2030: 25.2288
| UC_CAP | UCCAP_ERMELC | LHS | ERHYD-N | - | - | - | 0: 3
| UC_CAP | UCCAP_ERMELC | LHS | ETNUC-N | - | - | - | 0: 3; 2020: 26.8056; 2025: 26.8056; 2030: 26.8056
| UC_CAP | UCCAP_ERMELC | LHS | ERSOLTC09-N | - | - | - | 0: 3; 2020: 14.7582; 2025: 14.7582; 2030: 14.7582
| UC_CAP | UCCAP_ERMELC | LHS | ERSOLPCF-N | - | - | - | 0: 3; 2020: 7.884; 2025: 7.884; 2030: 7.884
| UC_CAP | UCCAP_ERMELC | LHS | ERSOLPCT-N | - | - | - | 0: 3; 2020: 8.8301; 2025: 8.8301; 2030: 8.8301
| UC_CAP | UCCAP_ERMELC | LHS | ERWNDH-N | - | - | - | 0: 3; 2020: 11.8184; 2025: 12.1968; 2030: 12.5751
| UC_CAP | UCCAP_ERMELC | LHS | ERHYDGIW-I | - | - | - | 0: 3; 2020: 24.5981; 2025: 24.5981; 2030: 24.5981
| UC_CAP | UCCAP_ERMELC | LHS | ETGICGT-N | - | - | - | 0: 3; 2020: 3.1536; 2025: 3.1536; 2030: 3.1536
| UC_CAP | UCCAP_ERMELC | LHS | ETGICCC-N | - | - | - | 0: 3; 2020: 15.768; 2025: 15.768; 2030: 15.768
| UC_CAP | UCCAP_ERMELC | LHS | ETGICEN-N | - | - | - | 0: 3; 2020: 15.768; 2025: 15.768; 2030: 15.768
| UC_CAP | UCCAP_ERMELC | LHS | ERBIO-N | - | - | - | 0: 3; 2020: 15.768; 2025: 15.768; 2030: 15.768
| UC_CAP | UCCAP_ERMELC | LHS | ERBIG-N | - | - | - | 0: 3; 2020: 15.768; 2025: 15.768; 2030: 15.768
| UC_CAP | UCCAP_ERMELC | LHS | ESTSUTL | - | - | - | 0: 3
* | UC_CAP | UCCAP_ERMELC | LHS |  | - | - | - | 0: 3
| UC_CAP | UCCAP_ERMELC | LHS | ERSOLPRC-N | - | - | - | 0: 3
| UC_CAP | UCCAP_ERMELC | LHS | ERSOLPRR-N | - | - | - | 0: 3
| UC_CAP | UCCAP_ERMELC | LHS | ERSOLPRI-N | - | - | - | 0: 3
| UC_CAP | UCCAP_ERMELC | LHS | ETGASENSS-N | - | - | - | 0: 3
| UC_CAP | UCCAP_ERMELC | LHS | ETGASENSI-N | - | - | - | 0: 3
* | UC_CAP | UCCAP_ERMELC | LHS |  | - | - | - | 0: 3
* | UC_CAP | UCCAP_ERMELC | LHS |  | - | - | - | 0: 3
* | UC_CAP | UCCAP_ERMELC | LHS |  | - | - | - | 0: 3

## ConTSTRANSDUM
TS DATA | REGION1 |  | ConTSTRANSDUM |  |  |  |  | 0 | 2012 | 2013 | 2014 | 2015 | 2016 | 2017 | 2018 | 2019 | 2020 | 2021 | 2022 | 2023 | 2024 | 2025 | 2026 | 2027 | 2028 | 2029 | 2030 | 2031 | 2032 | 2033 | 2034 | 2035 | 2036 | 2037 | 2038 | 2039 | 2040 | 2045 | 2050 | 2060 | 2070
| UC__RHSRT | UCCAP_DUMETR | - | - | - | - | LO | 0 | 0 | 0 | 0 | 0 | 0 | 0 | 0 | 0 | 0 | 0 | 0 | 0 | 0 | 0 | 0 | 0 | 0 | 0 | 0 | 0 | 0 | 0 | 0 | 0 | 0 | 0 | 0 | 0 | 0 | 0 | 0 | 0 | 0
| UC_CAP | UCCAP_DUMETR | LHS | ETRANSDUM | - | - | - | 0: 0; 2012: 1
| UC_CAP | UCCAP_DUMETR | LHS | ETRANS | - | - | - | 0: 0; 2012: 1
| UC_CAP | UCCAP_DUMETR | LHS | ETCLECAMD-E | - | - | - | 0: 3; 2012: -1
| UC_CAP | UCCAP_DUMETR | LHS | ETCLEGROO-E | - | - | - | 0: 3; 2012: -1
| UC_CAP | UCCAP_DUMETR | LHS | ETCLEKOMA-E | - | - | - | 0: 3; 2012: -1
| UC_CAP | UCCAP_DUMETR | LHS | ETCLEARNO-E | - | - | - | 0: 3; 2012: -1
| UC_CAP | UCCAP_DUMETR | LHS | ETCLEDUVH-E | - | - | - | 0: 3; 2012: -1
| UC_CAP | UCCAP_DUMETR | LHS | ETCLEHEND-E | - | - | - | 0: 3; 2012: -1
| UC_CAP | UCCAP_DUMETR | LHS | ETCLEKEND-E | - | - | - | 0: 3; 2012: -1
| UC_CAP | UCCAP_DUMETR | LHS | ETCLEKRIE-E | - | - | - | 0: 3; 2012: -1
| UC_CAP | UCCAP_DUMETR | LHS | ETCLELETH-E | - | - | - | 0: 3; 2012: -1
| UC_CAP | UCCAP_DUMETR | LHS | ETCLEMAJD-E | - | - | - | 0: 3; 2012: -1
| UC_CAP | UCCAP_DUMETR | LHS | ETCLEMAJW-E | - | - | - | 0: 3; 2012: -1
| UC_CAP | UCCAP_DUMETR | LHS | ETCLEMATI-E | - | - | - | 0: 3; 2012: -1
| UC_CAP | UCCAP_DUMETR | LHS | ETCLEMATL-E | - | - | - | 0: 3; 2012: -1
| UC_CAP | UCCAP_DUMETR | LHS | ETCLETUTU-E | - | - | - | 0: 3; 2012: -1
| UC_CAP | UCCAP_DUMETR | LHS | ETCLEKELB-E | - | - | - | 0: 3; 2012: -1
| UC_CAP | UCCAP_DUMETR | LHS | ETCLEPFSS-E | - | - | - | 0: 3; 2012: 0
| UC_CAP | UCCAP_DUMETR | LHS | ETCLEPFSI-E | - | - | - | 0: 3; 2012: 0
| UC_CAP | UCCAP_DUMETR | LHS | ETODSGT-E | - | - | - | 0: 3; 2012: -1
| UC_CAP | UCCAP_DUMETR | LHS | ERHYD-E | - | - | - | 0: 3; 2012: -1
| UC_CAP | UCCAP_DUMETR | LHS | ERHYD-I | - | - | - | 0: 3; 2012: -1
| UC_CAP | UCCAP_DUMETR | LHS | ETNUC-E | - | - | - | 0: 3; 2012: -1
| UC_CAP | UCCAP_DUMETR | LHS | EPTSTO-E | - | - | - | 0: 3; 2012: -1
* | UC_CAP | UCCAP_DUMETR | LHS |  | - | - | - | 0: 3; 2012: -1
| UC_CAP | UCCAP_DUMETR | LHS | ETCLEMEDU-N | - | - | - | 0: 3; 2012: -1
| UC_CAP | UCCAP_DUMETR | LHS | ETCLEKUSI-N | - | - | - | 0: 3; 2012: -1
| UC_CAP | UCCAP_DUMETR | LHS | ETCLEWATE-N | - | - | - | 0: 3; 2012: -1
| UC_CAP | UCCAP_DUMETR | LHS | EPTSTO-N | - | - | - | 0: 3; 2012: -1
| UC_CAP | UCCAP_DUMETR | LHS | ETODSGT-N | - | - | - | 0: 3; 2012: -1
| UC_CAP | UCCAP_DUMETR | LHS | ETCLDFB-N | - | - | - | 0: 3; 2012: -1
| UC_CAP | UCCAP_DUMETR | LHS | ERHYD-N | - | - | - | 0: 3; 2012: -1
| UC_CAP | UCCAP_DUMETR | LHS | ETNUC-N | - | - | - | 0: 3; 2012: -1
| UC_CAP | UCCAP_DUMETR | LHS | ERSOLTC09-N | - | - | - | 0: 3; 2012: -1
| UC_CAP | UCCAP_DUMETR | LHS | ERSOLPCF-N | - | - | - | 0: 3; 2012: -1
| UC_CAP | UCCAP_DUMETR | LHS | ERSOLPCT-N | - | - | - | 0: 3; 2012: -1
| UC_CAP | UCCAP_DUMETR | LHS | ERWNDH-N | - | - | - | 0: 3; 2012: -1
| UC_CAP | UCCAP_DUMETR | LHS | ERHYDGIW-I | - | - | - | 0: 3; 2012: -1
| UC_CAP | UCCAP_DUMETR | LHS | ETGICGT-N | - | - | - | 0: 3; 2012: -1
| UC_CAP | UCCAP_DUMETR | LHS | ETGICCC-N | - | - | - | 0: 3; 2012: -1
| UC_CAP | UCCAP_DUMETR | LHS | ETGICEN-N | - | - | - | 0: 3; 2012: -1
| UC_CAP | UCCAP_DUMETR | LHS | ERBIO-N | - | - | - | 0: 3; 2012: 0
| UC_CAP | UCCAP_DUMETR | LHS | ERBIG-N | - | - | - | 0: 3; 2012: 0
| UC_CAP | UCCAP_DUMETR | LHS | ESTSUTL | - | - | - | 0: 3; 2012: 0
* | UC_CAP | UCCAP_DUMETR | LHS |  | - | - | - | 0: 3
| UC_CAP | UCCAP_DUMETR | LHS | ERSOLPRC-N | - | - | - | 0: 3; 2012: 0
| UC_CAP | UCCAP_DUMETR | LHS | ERSOLPRR-N | - | - | - | 0: 3; 2012: 0
| UC_CAP | UCCAP_DUMETR | LHS | ERSOLPRI-N | - | - | - | 0: 3; 2012: 0
| UC_CAP | UCCAP_DUMETR | LHS | ETGASENSS-N | - | - | - | 0: 3; 2012: 0
| UC_CAP | UCCAP_DUMETR | LHS | ETGASENSI-N | - | - | - | 0: 3; 2012: 0
* | UC_CAP | UCCAP_DUMETR | LHS |  | - | - | - | 0: 3; 2012: 0
* | UC_CAP | UCCAP_DUMETR | LHS |  | - | - | - | 0: 3; 2012: 0
* | UC_CAP | UCCAP_DUMETR | LHS |  | - | - | - | 0: 3; 2012: 0
Note on J46: [Threaded comment] Your version of Excel allows you to read this threaded comment; however, any edits to it will get removed if the file is opened in a newer version of Excel. Learn more: https://go.microsoft.com/fwlink/?linkid=870924 Comment: Assumes Batteries are installed in existing substations or generation sites.

## ConTSOth
TS DATA | REGION1 |  | ConTSOth |  |  |  |  | 0 | 2012 | 2013 | 2014 | 2015 | 2016 | 2017 | 2018 | 2019 | 2020 | 2021 | 2022 | 2023 | 2024 | 2025 | 2026 | 2027 | 2028 | 2029 | 2030 | 2031 | 2032 | 2033 | 2034 | 2035 | 2036 | 2037 | 2038 | 2039 | 2040 | 2045 | 2050 | 2060 | 2070
| UC__RHSRT | UCNCAP_GAS | - | - | - | - | UP | 0: 3; 2020: 2; 2030: 3; 2037: 3.7; 2040: 20; 2045: 22.5; 2050: 15
| UC__RHSRT | UCNCAP_PV | - | - | - | - | UP | 0: 3; 2020: 2; 2030: 3; 2037: 3.7; 2040: 20; 2045: 22.5; 2050: 15
| UC_NCAP | UCNCAP_GAS | LHS | ETGICGT-N | - | - | - | 0: 3; 2012: 1
| UC_NCAP | UCNCAP_GAS | LHS | ETGICCC-N | - | - | - | 0: 3; 2012: 1
| UC_NCAP | UCNCAP_GAS | LHS | ETGICEN-N | - | - | - | 0: 3; 2012: 1
| UC_NCAP | UCNCAP_PV | LHS | ERSOLPCF-N | - | - | - | 0: 3; 2012: 1
| UC_NCAP | UCNCAP_PV | LHS | ERSOLPCT-N | - | - | - | 0: 3; 2012: 1

## ProcDataRM
Note: The reason these tabs are in a separate workbook is because ANSWER doesn't have user constraints ready for import using new format. And Answer cannot handle imports from 2 different formats in one workbook. If chanes are made to power plants this workbook needs to be updated.
[7 empty] | Number of Units | Availability 2020 | Availability 2025 | Availability 2030 | Number of units derated | Maximum contribution in terms of capacity | Maximum contribution in terms of capacity | Maximum contribution in terms of capacity | Capacity in 2020 | Maximum contribution in terms of capacity | Contributions in terms of energy
[12 empty] | NCAP_AF-UP | NCAP_AF-UP | NCAP_AF-UP
[12 empty] | ANNUAL | ANNUAL | ANNUAL
| ProcName | ProcDesc | ProcUnits | CommIN | CommOUT | Activity I/O | [5 empty] | 2020 | 2025 | 2030 |  | 41.3212 | 966.2146
* Existing Power Plants
| ETCLECAMD-E | CAMDEN | PJ,GW | PWRCLECAMD | ELCC |  | 8 | 0.56547 | 0.6 | 0.6 | 3 | 0.625 |  |  | 1.481 | 0.92563 | 26.4101
| ETCLEGROO-E | GROOTVLEI | PJ,GW | PWRCLEGROO | ELCC |  | 3 | 0.38403 | 0.38403 |  | 1.5 | 0.5 |  |  | 0.57 | 0.285 | 6.9032
| ETCLEKOMA-E | KOMATI | PJ,GW | PWRCLEKOMA | ELCC |  | 4 | 0.3545 | 0.3545 |  | 2 | 0.5 |  |  | 0.205 | 0.1025 | 2.2918
| ETCLEARNO-E | ARNOT | PJ,GW | PWRCLEARNO | ELCC |  | 6 | 0.55282 | 0.655 | 0.5458 | 2 | 0.66667 |  |  | 2.232 | 1.488 | 38.9121
| ETCLEDUVH-E | DUVHA | PJ,GW | PWRCLEDUVH | ELCC |  | 6 | 0.57394 | 0.6112 | 0.6021 | 2 | 0.66667 |  |  | 2.875 | 1.9167 | 52.0372
| ETCLEHEND-E | HENDRINA | PJ,GW | PWRCLEHEND | ELCC |  | 7 | 0.58085 | 0.6093 |  | 2 | 0.71429 |  |  | 1.293 | 0.92357 | 23.6848
| ETCLEKEND-E | KENDAL | PJ,GW | PWRCLEKEND | ELCC |  | 6 | 0.77247 | 0.7414 | 0.7294 | 1 | 0.83333 |  |  | 3.84 | 3.2 | 93.5444
| ETCLEKRIE-E | KRIEL | PJ,GW | PWRCLEKRIE | ELCC |  | 6 | 0.53743 | 0.6444 | 0.6415 | 2 | 0.66667 |  |  | 2.85 | 1.9 | 48.3025
| ETCLELETH-E | LETHABO | PJ,GW | PWRCLELETH | ELCC |  | 6 | 0.64402 | 0.7488 | 0.7093 | 1 | 0.83333 |  |  | 3.558 | 2.965 | 72.2627
| ETCLEMAJD-E | MAJUBA DRY | PJ,GW | PWRCLEMAJU | ELCC |  | 3 | 0.73013 | 0.77 | 0.7093 | 0.5 | 0.83333 |  |  | 1.833 | 1.5275 | 42.2056
| ETCLEMAJW-E | MAJUBA WET | PJ,GW | PWRCLEMAJU | ELCC |  | 3 | 0.73013 | 0.77 | 0.7093 | 0.5 | 0.83333 |  |  | 2.01 | 1.675 | 46.2811
| ETCLEMATI-E | MATIMBA | PJ,GW | PWRCLEMATI | ELCC |  | 6 | 0.82644 | 0.7837 | 0.7941 |  | 1 |  |  | 3.69 | 3.69 | 96.1708
| ETCLEMATL-E | MATLA | PJ,GW | PWRCLEMATL | ELCC |  | 6 | 0.67608 | 0.7053 | 0.6976 | 1 | 0.83333 |  |  | 3.45 | 2.875 | 73.5575
| ETCLETUTU-E | TUTUKA | PJ,GW | PWRCLETUTU | ELCC |  | 6 | 0.56233 | 0.6115 | 0.5808 | 2 | 0.66667 |  |  | 3.51 | 2.34 | 62.2445
| ETCLEKELB-E | KELVIN B | PJ,GW | PWRCLE | ELCC |  | 3 | 0.32479 |  |  | 2 | 0.33333 |  |  | 0.6 | 0.2 | 6.1455
| ETCLEPFSS-E | Sasol SSF Coal Plant | PJ,GW | UPSCLE | UPSELC |  | 6 | 0.73182 | 0.73182 | 0.73182 | 1 | 0 |  |  | 0.6 | 0.5 | 13.8473
| ETCLEPFSI-E | Sasol Infrachem Coal Plant | PJ,GW | INDCLE | ICPELC |  | 3 | 0.55688 | 0.55688 | 0.55688 | 1 | 0 |  |  | 0.128 | 0.085333 | 2.2479
| ETODSGT-E | OCGT liquid fuels Existing | PJ,GW | PWRODS | ELCC |  |  | 0.05 | 0.05 | 0.05 |  | 1 |  |  | 2.46 | 2.46 | 3.8789
| ERHYD-E | Hydro Existing South Africa | PJ,GW | PWRHYD | ELCC |  |  | 0.12002 | 0.12002 | 0.12002 |  | 1 |  |  | 0.665 | 0.665 | 2.5169
| ERHYD-I | Hydro Existing Region | PJ,GW |  | ELCC |  |  | 0.68987 |  |  |  | 0.5 |  |  | 1.5 | 1.5 | 32.6336
| ETNUC-E | Nuclear Existing | PJ,GW | PWRNUC | ELCC |  |  | 0.92602 | 0.8416 | 0.8416 |  | 1 |  |  | 1.86 | 1.86 | 54.3174
| EPTSTO-E | Pump Storage All Existing - Single Storage Tech | PJ,GW | ELCC | ELCC | [6 empty] | 1 |  |  | 1.58 | 1.58
* New Power Plants - Grid
| ETCLEMEDU-N | MEDUPI | PJ,GW | PWRCLEMEDU | ELCC |  | 5 | 0.56045 | 0.8 | 0.8 | 1 | 0.8 | 1 | 1 | 3.61 | 2.888 | 63.8048
| ETCLEKUSI-N | KUSILE | PJ,GW | PWRCLEKUSI | ELCC |  | 3 | 0.56045 | 0.8 | 0.8 | 1 | 0.66667 | 0.8 | 1 | 2.166 | 1.444 | 38.2829
| ETCLEWATE-N | Generic Waterberg Coal Plant | PJ,GW | PWRCLEWATE | ELCC |  |  | 0.8 |  |  |  | 1
| EPTSTO-N | Pumped Storage New Ingula - Single Storage Tech | PJ,GW | ELCC | ELCC | [6 empty] | 1 |  |  | 1.32 | 1.32
| ETODSGT-N | DOE Peakers | PJ,GW | PWRODS | ELCC |  |  | 0.05 | 0.05 | 0.05 |  | 1 |  |  | 1.005 | 1.005 | 1.5847
| ETCLDFB-N | Fluidised Bed Combustion Coal | PJ,GW | PWRCLD | ELCC |  |  | 0.8 | 0.8 | 0.8 |  | 1
| ERHYD-N | Micro hydro | PJ,GW | PWRHYD | ELCC
| ETNUC-N | Nuclear Mid | PJ,GW | PWRNUC | ELCC |  |  | 0.85 | 0.85 | 0.85 |  | 1
| ERSOLTC09-N | Solar Central Receiver 09 hrs storage | PJ,GW | PWRSOL | ELCC |  |  | 0.46798 | 0.46798 | 0.46798 |  |  |  |  | 0.5 |  | 7.3791
| ERSOLPCF-N | Solar PV Fixed | PJ,GW | PWRSOL | ELCC |  |  | 0.25 | 0.25 | 0.25 |  |  |  |  | 1.92 |  | 15.1374
| ERSOLPCT-N | Solar PV tracking | PJ,GW | PWRSOL | ELCC |  |  | 0.28 | 0.28 | 0.28 |  |  |  |  | 0.628 |  | 5.5453
| ERWNDH-N | Wind | PJ,GW | PWRWND | ELCC |  |  | 0.37476 | 0.38676 | 0.39875 |  |  |  |  | 2.884 |  | 34.0844
| ERHYDGIW-I | Grand Inga | PJ,GW |  | ELCC |  |  | 0.78 | 0.78 | 0.78 |  | 0
| ETGICGT-N | Open Cycle Gas Turbine - LNG | PJ,GW | PWRGIC | ELCC |  |  | 0.1 | 0.1 | 0.1 |  | 1
| ETGICCC-N | Combined Cycle Gas Turbine - LNG | PJ,GW | PWRGIC | ELCC |  |  | 0.5 | 0.5 | 0.5 |  | 1
| ETGICEN-N | Gas Engines - LNG | PJ,GW | PWRGIC | ELCC |  |  | 0.5 | 0.5 | 0.5 |  | 1
| ERBIO-N | Biomass municipal waste | PJ,GW | PWRBIO | ELCC |  |  | 0.5 | 0.5 | 0.5
| ERBIG-N | Landfill gas | PJ,GW | PWRBIG | ELCC |  |  | 0.5 | 0.5 | 0.5
| ESTSUTL | Utility Scale Storage - 4hrs | PJ,GW | ELCC | ELCC | [6 empty] | 0.7
* New Power Plants - On-site
| ERSOLPRC-N | Solar PV rooftop commercial | PJ,GW | PWRSOL | COMELC
| ERSOLPRR-N | Solar PV rooftop residential | PJ,GW | PWRSOL | RESELC
| ERSOLPRI-N | Solar PV rooftop Industry | PJ,GW | PWRSOL | INDELC
| ETGASENSS-N | Sasol SSF Gas Plant | PJ,GW | PWRGAS | UPSELC | [6 empty] | 0
| ETGASENSI-N | Sasol Infrachem Gas Plant | PJ,GW | PWRGAS | ICPELC | [6 empty] | 0
Note on G7: If Process Activity is: Output-based, leave blank. Input-based, insert I.
Note on M50: [Threaded comment] Your version of Excel allows you to read this threaded comment; however, any edits to it will get removed if the file is opened in a newer version of Excel. Learn more: https://go.microsoft.com/fwlink/?linkid=870924 Comment: As per discussion with Jarrad

## ConTSLabour
TS DATA | REGION1
| ACT_EFF | EP_FLAB-P | - | ACTGRP | - | ANNUAL | - | 0 | 1 | null | null | null | null | null | null | null | null | null | null | null | null | null | null | null | null | null | null | null | null | null | null | null | null | null | null | null | null | null | null | null | null
| ACT_EFF | EP_FLAB-M | - | ACTGRP | - | ANNUAL | - | 0 | 1 | null | null | null | null | null | null | null | null | null | null | null | null | null | null | null | null | null | null | null | null | null | null | null | null | null | null | null | null | null | null | null | null
| ACT_EFF | EP_FLAB-S | - | ACTGRP | - | ANNUAL | - | 0 | 1 | null | null | null | null | null | null | null | null | null | null | null | null | null | null | null | null | null | null | null | null | null | null | null | null | null | null | null | null | null | null | null | null
| ACT_EFF | EP_FLAB-T | - | ACTGRP | - | ANNUAL | - | 0 | 1 | null | null | null | null | null | null | null | null | null | null | null | null | null | null | null | null | null | null | null | null | null | null | null | null | null | null | null | null | null | null | null | null
| UC__RHSRT | UCPWR_FLAB-P | - | - | - | - | FX | 3 | 0 | null | null | null | null | null | null | null | null | null | null | null | null | null | null | null | null | null | null | null | null | null | null | null | null | null | null | null | null | null | null | null | null
| UC__RHSRT | UCPWR_FLAB-M | - | - | - | - | FX | 3 | 0 | null | null | null | null | null | null | null | null | null | null | null | null | null | null | null | null | null | null | null | null | null | null | null | null | null | null | null | null | null | null | null | null | 76 | 4
| UC__RHSRT | UCPWR_FLAB-S | - | - | - | - | FX | 3 | 0 | null | null | null | null | null | null | null | null | null | null | null | null | null | null | null | null | null | null | null | null | null | null | null | null | null | null | null | null | null | null | null | null | PRC | Labour-Group
| UC__RHSRT | UCPWR_FLAB-T | - | - | - | - | FX | 3 | 0 | null | null | null | null | null | null | null | null | null | null | null | null | null | null | null | null | null | null | null | null | null | null | null | null | null | null | null | null | null | null | null | null
| UC_ACT | UCPWR_FLAB-P | LHS | EP_FLAB-P | - | ANNUAL | - | 3 | 1 | null | null | null | null | null | null | null | null | null | null | null | null | null | null | null | null | null | null | null | null | null | null | null | null | null | null | null | null | null | null | null | null
| UC_ACT | UCPWR_FLAB-M | LHS | EP_FLAB-M | - | ANNUAL | - | 3 | 1 | null | null | null | null | null | null | null | null | null | null | null | null | null | null | null | null | null | null | null | null | null | null | null | null | null | null | null | null | null | null | null | null
| UC_ACT | UCPWR_FLAB-S | LHS | EP_FLAB-S | - | ANNUAL | - | 3 | 1 | null | null | null | null | null | null | null | null | null | null | null | null | null | null | null | null | null | null | null | null | null | null | null | null | null | null | null | null | null | null | null | null
| UC_ACT | UCPWR_FLAB-T | LHS | EP_FLAB-T | - | ANNUAL | - | 3 | 1 | null | null | null | null | null | null | null | null | null | null | null | null | null | null | null | null | null | null | null | null | null | null | null | null | null | null | null | null | null | null | null | null
| UC_CAP | UCPWR_FLAB-P | LHS | EPTSTO-E | - | - | - | 3 | -0.0172 | null | null | null | null | null | null | null | null | null | null | null | null | null | null | null | null | null | null | null | null | null | null | null | null | null | null | null | null | null | null | null | null | 1 | 1
| UC_CAP | UCPWR_FLAB-M | LHS | EPTSTO-E | - | - | - | 3 | -0.01958 | null | null | null | null | null | null | null | null | null | null | null | null | null | null | null | null | null | null | null | null | null | null | null | null | null | null | null | null | null | null | null | null | 1 | 2
| UC_CAP | UCPWR_FLAB-S | LHS | EPTSTO-E | - | - | - | 3 | -0.06477 | null | null | null | null | null | null | null | null | null | null | null | null | null | null | null | null | null | null | null | null | null | null | null | null | null | null | null | null | null | null | null | null | 1 | 3
| UC_CAP | UCPWR_FLAB-T | LHS | EPTSTO-E | - | - | - | 3 | -0.23189 | null | null | null | null | null | null | null | null | null | null | null | null | null | null | null | null | null | null | null | null | null | null | null | null | null | null | null | null | null | null | null | null | 1 | 4
| UC_CAP | UCPWR_FLAB-P | LHS | EPTSTO-N | - | - | - | 3 | -0.0172 | null | null | null | null | null | null | null | null | null | null | null | null | null | null | null | null | null | null | null | null | null | null | null | null | null | null | null | null | null | null | null | null | 2 | 1
| UC_CAP | UCPWR_FLAB-M | LHS | EPTSTO-N | - | - | - | 3 | -0.01958 | null | null | null | null | null | null | null | null | null | null | null | null | null | null | null | null | null | null | null | null | null | null | null | null | null | null | null | null | null | null | null | null | 2 | 2
| UC_CAP | UCPWR_FLAB-S | LHS | EPTSTO-N | - | - | - | 3 | -0.06477 | null | null | null | null | null | null | null | null | null | null | null | null | null | null | null | null | null | null | null | null | null | null | null | null | null | null | null | null | null | null | null | null | 2 | 3
| UC_CAP | UCPWR_FLAB-T | LHS | EPTSTO-N | - | - | - | 3 | -0.23189 | null | null | null | null | null | null | null | null | null | null | null | null | null | null | null | null | null | null | null | null | null | null | null | null | null | null | null | null | null | null | null | null | 2 | 4
| UC_CAP | UCPWR_FLAB-P | LHS | ERBIG-N | - | - | - | 3 | -0.0172 | null | null | null | null | null | null | null | null | null | null | null | null | null | null | null | null | null | null | null | null | null | null | null | null | null | null | null | null | null | null | null | null | 3 | 1
| UC_CAP | UCPWR_FLAB-M | LHS | ERBIG-N | - | - | - | 3 | -0.01958 | null | null | null | null | null | null | null | null | null | null | null | null | null | null | null | null | null | null | null | null | null | null | null | null | null | null | null | null | null | null | null | null | 3 | 2
| UC_CAP | UCPWR_FLAB-S | LHS | ERBIG-N | - | - | - | 3 | -0.06477 | null | null | null | null | null | null | null | null | null | null | null | null | null | null | null | null | null | null | null | null | null | null | null | null | null | null | null | null | null | null | null | null | 3 | 3
| UC_CAP | UCPWR_FLAB-T | LHS | ERBIG-N | - | - | - | 3 | -0.23189 | null | null | null | null | null | null | null | null | null | null | null | null | null | null | null | null | null | null | null | null | null | null | null | null | null | null | null | null | null | null | null | null | 3 | 4
| UC_CAP | UCPWR_FLAB-P | LHS | ERBIO-N | - | - | - | 3 | -0.0172 | null | null | null | null | null | null | null | null | null | null | null | null | null | null | null | null | null | null | null | null | null | null | null | null | null | null | null | null | null | null | null | null | 4 | 1
| UC_CAP | UCPWR_FLAB-M | LHS | ERBIO-N | - | - | - | 3 | -0.01958 | null | null | null | null | null | null | null | null | null | null | null | null | null | null | null | null | null | null | null | null | null | null | null | null | null | null | null | null | null | null | null | null | 4 | 2
| UC_CAP | UCPWR_FLAB-S | LHS | ERBIO-N | - | - | - | 3 | -0.06477 | null | null | null | null | null | null | null | null | null | null | null | null | null | null | null | null | null | null | null | null | null | null | null | null | null | null | null | null | null | null | null | null | 4 | 3
| UC_CAP | UCPWR_FLAB-T | LHS | ERBIO-N | - | - | - | 3 | -0.23189 | null | null | null | null | null | null | null | null | null | null | null | null | null | null | null | null | null | null | null | null | null | null | null | null | null | null | null | null | null | null | null | null | 4 | 4
| UC_CAP | UCPWR_FLAB-P | LHS | ERHYD-E | - | - | - | 3 | -0.0172 | null | null | null | null | null | null | null | null | null | null | null | null | null | null | null | null | null | null | null | null | null | null | null | null | null | null | null | null | null | null | null | null | 5 | 1
| UC_CAP | UCPWR_FLAB-M | LHS | ERHYD-E | - | - | - | 3 | -0.01958 | null | null | null | null | null | null | null | null | null | null | null | null | null | null | null | null | null | null | null | null | null | null | null | null | null | null | null | null | null | null | null | null | 5 | 2
| UC_CAP | UCPWR_FLAB-S | LHS | ERHYD-E | - | - | - | 3 | -0.06477 | null | null | null | null | null | null | null | null | null | null | null | null | null | null | null | null | null | null | null | null | null | null | null | null | null | null | null | null | null | null | null | null | 5 | 3
| UC_CAP | UCPWR_FLAB-T | LHS | ERHYD-E | - | - | - | 3 | -0.23189 | null | null | null | null | null | null | null | null | null | null | null | null | null | null | null | null | null | null | null | null | null | null | null | null | null | null | null | null | null | null | null | null | 5 | 4
| UC_CAP | UCPWR_FLAB-P | LHS | ERHYDGIW-I | - | - | - | 3 | 0 | null | null | null | null | null | null | null | null | null | null | null | null | null | null | null | null | null | null | null | null | null | null | null | null | null | null | null | null | null | null | null | null | 6 | 1
| UC_CAP | UCPWR_FLAB-M | LHS | ERHYDGIW-I | - | - | - | 3 | 0 | null | null | null | null | null | null | null | null | null | null | null | null | null | null | null | null | null | null | null | null | null | null | null | null | null | null | null | null | null | null | null | null | 6 | 2
| UC_CAP | UCPWR_FLAB-S | LHS | ERHYDGIW-I | - | - | - | 3 | 0 | null | null | null | null | null | null | null | null | null | null | null | null | null | null | null | null | null | null | null | null | null | null | null | null | null | null | null | null | null | null | null | null | 6 | 3
| UC_CAP | UCPWR_FLAB-T | LHS | ERHYDGIW-I | - | - | - | 3 | 0 | null | null | null | null | null | null | null | null | null | null | null | null | null | null | null | null | null | null | null | null | null | null | null | null | null | null | null | null | null | null | null | null | 6 | 4
| UC_CAP | UCPWR_FLAB-P | LHS | ERHYD-I | - | - | - | 3 | 0 | null | null | null | null | null | null | null | null | null | null | null | null | null | null | null | null | null | null | null | null | null | null | null | null | null | null | null | null | null | null | null | null | 7 | 1
| UC_CAP | UCPWR_FLAB-M | LHS | ERHYD-I | - | - | - | 3 | 0 | null | null | null | null | null | null | null | null | null | null | null | null | null | null | null | null | null | null | null | null | null | null | null | null | null | null | null | null | null | null | null | null | 7 | 2
| UC_CAP | UCPWR_FLAB-S | LHS | ERHYD-I | - | - | - | 3 | 0 | null | null | null | null | null | null | null | null | null | null | null | null | null | null | null | null | null | null | null | null | null | null | null | null | null | null | null | null | null | null | null | null | 7 | 3
| UC_CAP | UCPWR_FLAB-T | LHS | ERHYD-I | - | - | - | 3 | 0 | null | null | null | null | null | null | null | null | null | null | null | null | null | null | null | null | null | null | null | null | null | null | null | null | null | null | null | null | null | null | null | null | 7 | 4
| UC_CAP | UCPWR_FLAB-P | LHS | ERHYD-N | - | - | - | 3 | -0.0172 | null | null | null | null | null | null | null | null | null | null | null | null | null | null | null | null | null | null | null | null | null | null | null | null | null | null | null | null | null | null | null | null | 8 | 1
| UC_CAP | UCPWR_FLAB-M | LHS | ERHYD-N | - | - | - | 3 | -0.01958 | null | null | null | null | null | null | null | null | null | null | null | null | null | null | null | null | null | null | null | null | null | null | null | null | null | null | null | null | null | null | null | null | 8 | 2
| UC_CAP | UCPWR_FLAB-S | LHS | ERHYD-N | - | - | - | 3 | -0.06477 | null | null | null | null | null | null | null | null | null | null | null | null | null | null | null | null | null | null | null | null | null | null | null | null | null | null | null | null | null | null | null | null | 8 | 3
| UC_CAP | UCPWR_FLAB-T | LHS | ERHYD-N | - | - | - | 3 | -0.23189 | null | null | null | null | null | null | null | null | null | null | null | null | null | null | null | null | null | null | null | null | null | null | null | null | null | null | null | null | null | null | null | null | 8 | 4
| UC_CAP | UCPWR_FLAB-P | LHS | ERSOLPCF-N | - | - | - | 3 | -0.01941 | null | null | null | null | null | null | null | null | null | null | null | null | null | null | null | null | null | null | null | null | null | null | null | null | null | null | null | null | null | null | null | null | 9 | 1
| UC_CAP | UCPWR_FLAB-M | LHS | ERSOLPCF-N | - | - | - | 3 | -0.02209 | null | null | null | null | null | null | null | null | null | null | null | null | null | null | null | null | null | null | null | null | null | null | null | null | null | null | null | null | null | null | null | null | 9 | 2
| UC_CAP | UCPWR_FLAB-S | LHS | ERSOLPCF-N | - | - | - | 3 | -0.07309 | null | null | null | null | null | null | null | null | null | null | null | null | null | null | null | null | null | null | null | null | null | null | null | null | null | null | null | null | null | null | null | null | 9 | 3
| UC_CAP | UCPWR_FLAB-T | LHS | ERSOLPCF-N | - | - | - | 3 | -0.26167 | null | null | null | null | null | null | null | null | null | null | null | null | null | null | null | null | null | null | null | null | null | null | null | null | null | null | null | null | null | null | null | null | 9 | 4
| UC_CAP | UCPWR_FLAB-P | LHS | ERSOLPCT-N | - | - | - | 3 | -0.01941 | null | null | null | null | null | null | null | null | null | null | null | null | null | null | null | null | null | null | null | null | null | null | null | null | null | null | null | null | null | null | null | null | 10 | 1
| UC_CAP | UCPWR_FLAB-M | LHS | ERSOLPCT-N | - | - | - | 3 | -0.02209 | null | null | null | null | null | null | null | null | null | null | null | null | null | null | null | null | null | null | null | null | null | null | null | null | null | null | null | null | null | null | null | null | 10 | 2
| UC_CAP | UCPWR_FLAB-S | LHS | ERSOLPCT-N | - | - | - | 3 | -0.07309 | null | null | null | null | null | null | null | null | null | null | null | null | null | null | null | null | null | null | null | null | null | null | null | null | null | null | null | null | null | null | null | null | 10 | 3
| UC_CAP | UCPWR_FLAB-T | LHS | ERSOLPCT-N | - | - | - | 3 | -0.26167 | null | null | null | null | null | null | null | null | null | null | null | null | null | null | null | null | null | null | null | null | null | null | null | null | null | null | null | null | null | null | null | null | 10 | 4
* | UC_CAP | UCPWR_FLAB-P | LHS | ERSOLPICP-N | - | - | - | 3 | -0.01941 | null | null | null | null | null | null | null | null | null | null | null | null | null | null | null | null | null | null | null | null | null | null | null | null | null | null | null | null | null | null | null | null | 11 | 1
* | UC_CAP | UCPWR_FLAB-M | LHS | ERSOLPICP-N | - | - | - | 3 | -0.02209 | null | null | null | null | null | null | null | null | null | null | null | null | null | null | null | null | null | null | null | null | null | null | null | null | null | null | null | null | null | null | null | null | 11 | 2
* | UC_CAP | UCPWR_FLAB-S | LHS | ERSOLPICP-N | - | - | - | 3 | -0.07309 | null | null | null | null | null | null | null | null | null | null | null | null | null | null | null | null | null | null | null | null | null | null | null | null | null | null | null | null | null | null | null | null | 11 | 3
* | UC_CAP | UCPWR_FLAB-T | LHS | ERSOLPICP-N | - | - | - | 3 | -0.26167 | null | null | null | null | null | null | null | null | null | null | null | null | null | null | null | null | null | null | null | null | null | null | null | null | null | null | null | null | null | null | null | null | 11 | 4
* | UC_CAP | UCPWR_FLAB-P | LHS | ERSOLPIFA-N | - | - | - | 3 | -0.01941 | null | null | null | null | null | null | null | null | null | null | null | null | null | null | null | null | null | null | null | null | null | null | null | null | null | null | null | null | null | null | null | null | 12 | 1
* | UC_CAP | UCPWR_FLAB-M | LHS | ERSOLPIFA-N | - | - | - | 3 | -0.02209 | null | null | null | null | null | null | null | null | null | null | null | null | null | null | null | null | null | null | null | null | null | null | null | null | null | null | null | null | null | null | null | null | 12 | 2
* | UC_CAP | UCPWR_FLAB-S | LHS | ERSOLPIFA-N | - | - | - | 3 | -0.07309 | null | null | null | null | null | null | null | null | null | null | null | null | null | null | null | null | null | null | null | null | null | null | null | null | null | null | null | null | null | null | null | null | 12 | 3
* | UC_CAP | UCPWR_FLAB-T | LHS | ERSOLPIFA-N | - | - | - | 3 | -0.26167 | null | null | null | null | null | null | null | null | null | null | null | null | null | null | null | null | null | null | null | null | null | null | null | null | null | null | null | null | null | null | null | null | 12 | 4
* | UC_CAP | UCPWR_FLAB-P | LHS | ERSOLPIFB-N | - | - | - | 3 | -0.01941 | null | null | null | null | null | null | null | null | null | null | null | null | null | null | null | null | null | null | null | null | null | null | null | null | null | null | null | null | null | null | null | null | 13 | 1
* | UC_CAP | UCPWR_FLAB-M | LHS | ERSOLPIFB-N | - | - | - | 3 | -0.02209 | null | null | null | null | null | null | null | null | null | null | null | null | null | null | null | null | null | null | null | null | null | null | null | null | null | null | null | null | null | null | null | null | 13 | 2
* | UC_CAP | UCPWR_FLAB-S | LHS | ERSOLPIFB-N | - | - | - | 3 | -0.07309 | null | null | null | null | null | null | null | null | null | null | null | null | null | null | null | null | null | null | null | null | null | null | null | null | null | null | null | null | null | null | null | null | 13 | 3
* | UC_CAP | UCPWR_FLAB-T | LHS | ERSOLPIFB-N | - | - | - | 3 | -0.26167 | null | null | null | null | null | null | null | null | null | null | null | null | null | null | null | null | null | null | null | null | null | null | null | null | null | null | null | null | null | null | null | null | 13 | 4
* | UC_CAP | UCPWR_FLAB-P | LHS | ERSOLPIIS-N | - | - | - | 3 | -0.01941 | null | null | null | null | null | null | null | null | null | null | null | null | null | null | null | null | null | null | null | null | null | null | null | null | null | null | null | null | null | null | null | null | 14 | 1
* | UC_CAP | UCPWR_FLAB-M | LHS | ERSOLPIIS-N | - | - | - | 3 | -0.02209 | null | null | null | null | null | null | null | null | null | null | null | null | null | null | null | null | null | null | null | null | null | null | null | null | null | null | null | null | null | null | null | null | 14 | 2
* | UC_CAP | UCPWR_FLAB-S | LHS | ERSOLPIIS-N | - | - | - | 3 | -0.07309 | null | null | null | null | null | null | null | null | null | null | null | null | null | null | null | null | null | null | null | null | null | null | null | null | null | null | null | null | null | null | null | null | 14 | 3
* | UC_CAP | UCPWR_FLAB-T | LHS | ERSOLPIIS-N | - | - | - | 3 | -0.26167 | null | null | null | null | null | null | null | null | null | null | null | null | null | null | null | null | null | null | null | null | null | null | null | null | null | null | null | null | null | null | null | null | 14 | 4
* | UC_CAP | UCPWR_FLAB-P | LHS | ERSOLPINF-N | - | - | - | 3 | -0.01941 | null | null | null | null | null | null | null | null | null | null | null | null | null | null | null | null | null | null | null | null | null | null | null | null | null | null | null | null | null | null | null | null | 15 | 1
* | UC_CAP | UCPWR_FLAB-M | LHS | ERSOLPINF-N | - | - | - | 3 | -0.02209 | null | null | null | null | null | null | null | null | null | null | null | null | null | null | null | null | null | null | null | null | null | null | null | null | null | null | null | null | null | null | null | null | 15 | 2
* | UC_CAP | UCPWR_FLAB-S | LHS | ERSOLPINF-N | - | - | - | 3 | -0.07309 | null | null | null | null | null | null | null | null | null | null | null | null | null | null | null | null | null | null | null | null | null | null | null | null | null | null | null | null | null | null | null | null | 15 | 3
* | UC_CAP | UCPWR_FLAB-T | LHS | ERSOLPINF-N | - | - | - | 3 | -0.26167 | null | null | null | null | null | null | null | null | null | null | null | null | null | null | null | null | null | null | null | null | null | null | null | null | null | null | null | null | null | null | null | null | 15 | 4
* | UC_CAP | UCPWR_FLAB-P | LHS | ERSOLPINM-N | - | - | - | 3 | -0.01941 | null | null | null | null | null | null | null | null | null | null | null | null | null | null | null | null | null | null | null | null | null | null | null | null | null | null | null | null | null | null | null | null | 16 | 1
* | UC_CAP | UCPWR_FLAB-M | LHS | ERSOLPINM-N | - | - | - | 3 | -0.02209 | null | null | null | null | null | null | null | null | null | null | null | null | null | null | null | null | null | null | null | null | null | null | null | null | null | null | null | null | null | null | null | null | 16 | 2
* | UC_CAP | UCPWR_FLAB-S | LHS | ERSOLPINM-N | - | - | - | 3 | -0.07309 | null | null | null | null | null | null | null | null | null | null | null | null | null | null | null | null | null | null | null | null | null | null | null | null | null | null | null | null | null | null | null | null | 16 | 3
* | UC_CAP | UCPWR_FLAB-T | LHS | ERSOLPINM-N | - | - | - | 3 | -0.26167 | null | null | null | null | null | null | null | null | null | null | null | null | null | null | null | null | null | null | null | null | null | null | null | null | null | null | null | null | null | null | null | null | 16 | 4
* | UC_CAP | UCPWR_FLAB-P | LHS | ERSOLPIOT-N | - | - | - | 3 | -0.01941 | null | null | null | null | null | null | null | null | null | null | null | null | null | null | null | null | null | null | null | null | null | null | null | null | null | null | null | null | null | null | null | null | 17 | 1
* | UC_CAP | UCPWR_FLAB-M | LHS | ERSOLPIOT-N | - | - | - | 3 | -0.02209 | null | null | null | null | null | null | null | null | null | null | null | null | null | null | null | null | null | null | null | null | null | null | null | null | null | null | null | null | null | null | null | null | 17 | 2
* | UC_CAP | UCPWR_FLAB-S | LHS | ERSOLPIOT-N | - | - | - | 3 | -0.07309 | null | null | null | null | null | null | null | null | null | null | null | null | null | null | null | null | null | null | null | null | null | null | null | null | null | null | null | null | null | null | null | null | 17 | 3
* | UC_CAP | UCPWR_FLAB-T | LHS | ERSOLPIOT-N | - | - | - | 3 | -0.26167 | null | null | null | null | null | null | null | null | null | null | null | null | null | null | null | null | null | null | null | null | null | null | null | null | null | null | null | null | null | null | null | null | 17 | 4
* | UC_CAP | UCPWR_FLAB-P | LHS | ERSOLPIPP-N | - | - | - | 3 | -0.01941 | null | null | null | null | null | null | null | null | null | null | null | null | null | null | null | null | null | null | null | null | null | null | null | null | null | null | null | null | null | null | null | null | 18 | 1
* | UC_CAP | UCPWR_FLAB-M | LHS | ERSOLPIPP-N | - | - | - | 3 | -0.02209 | null | null | null | null | null | null | null | null | null | null | null | null | null | null | null | null | null | null | null | null | null | null | null | null | null | null | null | null | null | null | null | null | 18 | 2
* | UC_CAP | UCPWR_FLAB-S | LHS | ERSOLPIPP-N | - | - | - | 3 | -0.07309 | null | null | null | null | null | null | null | null | null | null | null | null | null | null | null | null | null | null | null | null | null | null | null | null | null | null | null | null | null | null | null | null | 18 | 3
* | UC_CAP | UCPWR_FLAB-T | LHS | ERSOLPIPP-N | - | - | - | 3 | -0.26167 | null | null | null | null | null | null | null | null | null | null | null | null | null | null | null | null | null | null | null | null | null | null | null | null | null | null | null | null | null | null | null | null | 18 | 4
| UC_CAP | UCPWR_FLAB-P | LHS | ERSOLPRC-N | - | - | - | 3 | -0.01941 | null | null | null | null | null | null | null | null | null | null | null | null | null | null | null | null | null | null | null | null | null | null | null | null | null | null | null | null | null | null | null | null | 19 | 1
| UC_CAP | UCPWR_FLAB-M | LHS | ERSOLPRC-N | - | - | - | 3 | -0.02209 | null | null | null | null | null | null | null | null | null | null | null | null | null | null | null | null | null | null | null | null | null | null | null | null | null | null | null | null | null | null | null | null | 19 | 2
| UC_CAP | UCPWR_FLAB-S | LHS | ERSOLPRC-N | - | - | - | 3 | -0.07309 | null | null | null | null | null | null | null | null | null | null | null | null | null | null | null | null | null | null | null | null | null | null | null | null | null | null | null | null | null | null | null | null | 19 | 3
| UC_CAP | UCPWR_FLAB-T | LHS | ERSOLPRC-N | - | - | - | 3 | -0.26167 | null | null | null | null | null | null | null | null | null | null | null | null | null | null | null | null | null | null | null | null | null | null | null | null | null | null | null | null | null | null | null | null | 19 | 4
| UC_CAP | UCPWR_FLAB-P | LHS | ERSOLPRI-N | - | - | - | 3 | -0.01941 | null | null | null | null | null | null | null | null | null | null | null | null | null | null | null | null | null | null | null | null | null | null | null | null | null | null | null | null | null | null | null | null | 20 | 1
| UC_CAP | UCPWR_FLAB-M | LHS | ERSOLPRI-N | - | - | - | 3 | -0.02209 | null | null | null | null | null | null | null | null | null | null | null | null | null | null | null | null | null | null | null | null | null | null | null | null | null | null | null | null | null | null | null | null | 20 | 2
| UC_CAP | UCPWR_FLAB-S | LHS | ERSOLPRI-N | - | - | - | 3 | -0.07309 | null | null | null | null | null | null | null | null | null | null | null | null | null | null | null | null | null | null | null | null | null | null | null | null | null | null | null | null | null | null | null | null | 20 | 3
| UC_CAP | UCPWR_FLAB-T | LHS | ERSOLPRI-N | - | - | - | 3 | -0.26167 | null | null | null | null | null | null | null | null | null | null | null | null | null | null | null | null | null | null | null | null | null | null | null | null | null | null | null | null | null | null | null | null | 20 | 4
| UC_CAP | UCPWR_FLAB-P | LHS | ERSOLPRR-N | - | - | - | 3 | -0.01941 | null | null | null | null | null | null | null | null | null | null | null | null | null | null | null | null | null | null | null | null | null | null | null | null | null | null | null | null | null | null | null | null | 21 | 1
| UC_CAP | UCPWR_FLAB-M | LHS | ERSOLPRR-N | - | - | - | 3 | -0.02209 | null | null | null | null | null | null | null | null | null | null | null | null | null | null | null | null | null | null | null | null | null | null | null | null | null | null | null | null | null | null | null | null | 21 | 2
| UC_CAP | UCPWR_FLAB-S | LHS | ERSOLPRR-N | - | - | - | 3 | -0.07309 | null | null | null | null | null | null | null | null | null | null | null | null | null | null | null | null | null | null | null | null | null | null | null | null | null | null | null | null | null | null | null | null | 21 | 3
| UC_CAP | UCPWR_FLAB-T | LHS | ERSOLPRR-N | - | - | - | 3 | -0.26167 | null | null | null | null | null | null | null | null | null | null | null | null | null | null | null | null | null | null | null | null | null | null | null | null | null | null | null | null | null | null | null | null | 21 | 4
* | UC_CAP | UCPWR_FLAB-P | LHS | ERSOLTC03-N | - | - | - | 3 | -0.02377 | null | null | null | null | null | null | null | null | null | null | null | null | null | null | null | null | null | null | null | null | null | null | null | null | null | null | null | null | null | null | null | null | 22 | 1
* | UC_CAP | UCPWR_FLAB-M | LHS | ERSOLTC03-N | - | - | - | 3 | -0.02705 | null | null | null | null | null | null | null | null | null | null | null | null | null | null | null | null | null | null | null | null | null | null | null | null | null | null | null | null | null | null | null | null | 22 | 2
* | UC_CAP | UCPWR_FLAB-S | LHS | ERSOLTC03-N | - | - | - | 3 | -0.08949 | null | null | null | null | null | null | null | null | null | null | null | null | null | null | null | null | null | null | null | null | null | null | null | null | null | null | null | null | null | null | null | null | 22 | 3
* | UC_CAP | UCPWR_FLAB-T | LHS | ERSOLTC03-N | - | - | - | 3 | -0.3204 | null | null | null | null | null | null | null | null | null | null | null | null | null | null | null | null | null | null | null | null | null | null | null | null | null | null | null | null | null | null | null | null | 22 | 4
| UC_CAP | UCPWR_FLAB-P | LHS | ERSOLTC09-N | - | - | - | 3 | -0.02377 | null | null | null | null | null | null | null | null | null | null | null | null | null | null | null | null | null | null | null | null | null | null | null | null | null | null | null | null | null | null | null | null | 23 | 1
| UC_CAP | UCPWR_FLAB-M | LHS | ERSOLTC09-N | - | - | - | 3 | -0.02705 | null | null | null | null | null | null | null | null | null | null | null | null | null | null | null | null | null | null | null | null | null | null | null | null | null | null | null | null | null | null | null | null | 23 | 2
| UC_CAP | UCPWR_FLAB-S | LHS | ERSOLTC09-N | - | - | - | 3 | -0.08949 | null | null | null | null | null | null | null | null | null | null | null | null | null | null | null | null | null | null | null | null | null | null | null | null | null | null | null | null | null | null | null | null | 23 | 3
| UC_CAP | UCPWR_FLAB-T | LHS | ERSOLTC09-N | - | - | - | 3 | -0.3204 | null | null | null | null | null | null | null | null | null | null | null | null | null | null | null | null | null | null | null | null | null | null | null | null | null | null | null | null | null | null | null | null | 23 | 4
| UC_CAP | UCPWR_FLAB-P | LHS | ERWNDH-N | - | - | - | 3 | -0.01605 | null | null | null | null | null | null | null | null | null | null | null | null | null | null | null | null | null | null | null | null | null | null | null | null | null | null | null | null | null | null | null | null | 24 | 1
| UC_CAP | UCPWR_FLAB-M | LHS | ERWNDH-N | - | - | - | 3 | -0.01826 | null | null | null | null | null | null | null | null | null | null | null | null | null | null | null | null | null | null | null | null | null | null | null | null | null | null | null | null | null | null | null | null | 24 | 2
| UC_CAP | UCPWR_FLAB-S | LHS | ERWNDH-N | - | - | - | 3 | -0.06043 | null | null | null | null | null | null | null | null | null | null | null | null | null | null | null | null | null | null | null | null | null | null | null | null | null | null | null | null | null | null | null | null | 24 | 3
| UC_CAP | UCPWR_FLAB-T | LHS | ERWNDH-N | - | - | - | 3 | -0.21634 | null | null | null | null | null | null | null | null | null | null | null | null | null | null | null | null | null | null | null | null | null | null | null | null | null | null | null | null | null | null | null | null | 24 | 4
* | UC_CAP | UCPWR_FLAB-P | LHS | ESTSCOM | - | - | - | 3 | -0.0172 | null | null | null | null | null | null | null | null | null | null | null | null | null | null | null | null | null | null | null | null | null | null | null | null | null | null | null | null | null | null | null | null | 25 | 1
* | UC_CAP | UCPWR_FLAB-M | LHS | ESTSCOM | - | - | - | 3 | -0.01958 | null | null | null | null | null | null | null | null | null | null | null | null | null | null | null | null | null | null | null | null | null | null | null | null | null | null | null | null | null | null | null | null | 25 | 2
* | UC_CAP | UCPWR_FLAB-S | LHS | ESTSCOM | - | - | - | 3 | -0.06477 | null | null | null | null | null | null | null | null | null | null | null | null | null | null | null | null | null | null | null | null | null | null | null | null | null | null | null | null | null | null | null | null | 25 | 3
* | UC_CAP | UCPWR_FLAB-T | LHS | ESTSCOM | - | - | - | 3 | -0.23189 | null | null | null | null | null | null | null | null | null | null | null | null | null | null | null | null | null | null | null | null | null | null | null | null | null | null | null | null | null | null | null | null | 25 | 4
* | UC_CAP | UCPWR_FLAB-P | LHS | ESTSICP | - | - | - | 3 | -0.0172 | null | null | null | null | null | null | null | null | null | null | null | null | null | null | null | null | null | null | null | null | null | null | null | null | null | null | null | null | null | null | null | null | 26 | 1
* | UC_CAP | UCPWR_FLAB-M | LHS | ESTSICP | - | - | - | 3 | -0.01958 | null | null | null | null | null | null | null | null | null | null | null | null | null | null | null | null | null | null | null | null | null | null | null | null | null | null | null | null | null | null | null | null | 26 | 2
* | UC_CAP | UCPWR_FLAB-S | LHS | ESTSICP | - | - | - | 3 | -0.06477 | null | null | null | null | null | null | null | null | null | null | null | null | null | null | null | null | null | null | null | null | null | null | null | null | null | null | null | null | null | null | null | null | 26 | 3
* | UC_CAP | UCPWR_FLAB-T | LHS | ESTSICP | - | - | - | 3 | -0.23189 | null | null | null | null | null | null | null | null | null | null | null | null | null | null | null | null | null | null | null | null | null | null | null | null | null | null | null | null | null | null | null | null | 26 | 4
* | UC_CAP | UCPWR_FLAB-P | LHS | ESTSIFA | - | - | - | 3 | -0.0172 | null | null | null | null | null | null | null | null | null | null | null | null | null | null | null | null | null | null | null | null | null | null | null | null | null | null | null | null | null | null | null | null | 27 | 1
* | UC_CAP | UCPWR_FLAB-M | LHS | ESTSIFA | - | - | - | 3 | -0.01958 | null | null | null | null | null | null | null | null | null | null | null | null | null | null | null | null | null | null | null | null | null | null | null | null | null | null | null | null | null | null | null | null | 27 | 2
* | UC_CAP | UCPWR_FLAB-S | LHS | ESTSIFA | - | - | - | 3 | -0.06477 | null | null | null | null | null | null | null | null | null | null | null | null | null | null | null | null | null | null | null | null | null | null | null | null | null | null | null | null | null | null | null | null | 27 | 3
* | UC_CAP | UCPWR_FLAB-T | LHS | ESTSIFA | - | - | - | 3 | -0.23189 | null | null | null | null | null | null | null | null | null | null | null | null | null | null | null | null | null | null | null | null | null | null | null | null | null | null | null | null | null | null | null | null | 27 | 4
* | UC_CAP | UCPWR_FLAB-P | LHS | ESTSIFB | - | - | - | 3 | -0.0172 | null | null | null | null | null | null | null | null | null | null | null | null | null | null | null | null | null | null | null | null | null | null | null | null | null | null | null | null | null | null | null | null | 28 | 1
* | UC_CAP | UCPWR_FLAB-M | LHS | ESTSIFB | - | - | - | 3 | -0.01958 | null | null | null | null | null | null | null | null | null | null | null | null | null | null | null | null | null | null | null | null | null | null | null | null | null | null | null | null | null | null | null | null | 28 | 2
* | UC_CAP | UCPWR_FLAB-S | LHS | ESTSIFB | - | - | - | 3 | -0.06477 | null | null | null | null | null | null | null | null | null | null | null | null | null | null | null | null | null | null | null | null | null | null | null | null | null | null | null | null | null | null | null | null | 28 | 3
* | UC_CAP | UCPWR_FLAB-T | LHS | ESTSIFB | - | - | - | 3 | -0.23189 | null | null | null | null | null | null | null | null | null | null | null | null | null | null | null | null | null | null | null | null | null | null | null | null | null | null | null | null | null | null | null | null | 28 | 4
* | UC_CAP | UCPWR_FLAB-P | LHS | ESTSIIS | - | - | - | 3 | -0.0172 | null | null | null | null | null | null | null | null | null | null | null | null | null | null | null | null | null | null | null | null | null | null | null | null | null | null | null | null | null | null | null | null | 29 | 1
* | UC_CAP | UCPWR_FLAB-M | LHS | ESTSIIS | - | - | - | 3 | -0.01958 | null | null | null | null | null | null | null | null | null | null | null | null | null | null | null | null | null | null | null | null | null | null | null | null | null | null | null | null | null | null | null | null | 29 | 2
* | UC_CAP | UCPWR_FLAB-S | LHS | ESTSIIS | - | - | - | 3 | -0.06477 | null | null | null | null | null | null | null | null | null | null | null | null | null | null | null | null | null | null | null | null | null | null | null | null | null | null | null | null | null | null | null | null | 29 | 3
* | UC_CAP | UCPWR_FLAB-T | LHS | ESTSIIS | - | - | - | 3 | -0.23189 | null | null | null | null | null | null | null | null | null | null | null | null | null | null | null | null | null | null | null | null | null | null | null | null | null | null | null | null | null | null | null | null | 29 | 4
* | UC_CAP | UCPWR_FLAB-P | LHS | ESTSINF | - | - | - | 3 | -0.0172 | null | null | null | null | null | null | null | null | null | null | null | null | null | null | null | null | null | null | null | null | null | null | null | null | null | null | null | null | null | null | null | null | 30 | 1
* | UC_CAP | UCPWR_FLAB-M | LHS | ESTSINF | - | - | - | 3 | -0.01958 | null | null | null | null | null | null | null | null | null | null | null | null | null | null | null | null | null | null | null | null | null | null | null | null | null | null | null | null | null | null | null | null | 30 | 2
* | UC_CAP | UCPWR_FLAB-S | LHS | ESTSINF | - | - | - | 3 | -0.06477 | null | null | null | null | null | null | null | null | null | null | null | null | null | null | null | null | null | null | null | null | null | null | null | null | null | null | null | null | null | null | null | null | 30 | 3
* | UC_CAP | UCPWR_FLAB-T | LHS | ESTSINF | - | - | - | 3 | -0.23189 | null | null | null | null | null | null | null | null | null | null | null | null | null | null | null | null | null | null | null | null | null | null | null | null | null | null | null | null | null | null | null | null | 30 | 4
* | UC_CAP | UCPWR_FLAB-P | LHS | ESTSINM | - | - | - | 3 | -0.0172 | null | null | null | null | null | null | null | null | null | null | null | null | null | null | null | null | null | null | null | null | null | null | null | null | null | null | null | null | null | null | null | null | 31 | 1
* | UC_CAP | UCPWR_FLAB-M | LHS | ESTSINM | - | - | - | 3 | -0.01958 | null | null | null | null | null | null | null | null | null | null | null | null | null | null | null | null | null | null | null | null | null | null | null | null | null | null | null | null | null | null | null | null | 31 | 2
* | UC_CAP | UCPWR_FLAB-S | LHS | ESTSINM | - | - | - | 3 | -0.06477 | null | null | null | null | null | null | null | null | null | null | null | null | null | null | null | null | null | null | null | null | null | null | null | null | null | null | null | null | null | null | null | null | 31 | 3
* | UC_CAP | UCPWR_FLAB-T | LHS | ESTSINM | - | - | - | 3 | -0.23189 | null | null | null | null | null | null | null | null | null | null | null | null | null | null | null | null | null | null | null | null | null | null | null | null | null | null | null | null | null | null | null | null | 31 | 4
* | UC_CAP | UCPWR_FLAB-P | LHS | ESTSIOT | - | - | - | 3 | -0.0172 | null | null | null | null | null | null | null | null | null | null | null | null | null | null | null | null | null | null | null | null | null | null | null | null | null | null | null | null | null | null | null | null | 32 | 1
* | UC_CAP | UCPWR_FLAB-M | LHS | ESTSIOT | - | - | - | 3 | -0.01958 | null | null | null | null | null | null | null | null | null | null | null | null | null | null | null | null | null | null | null | null | null | null | null | null | null | null | null | null | null | null | null | null | 32 | 2
* | UC_CAP | UCPWR_FLAB-S | LHS | ESTSIOT | - | - | - | 3 | -0.06477 | null | null | null | null | null | null | null | null | null | null | null | null | null | null | null | null | null | null | null | null | null | null | null | null | null | null | null | null | null | null | null | null | 32 | 3
* | UC_CAP | UCPWR_FLAB-T | LHS | ESTSIOT | - | - | - | 3 | -0.23189 | null | null | null | null | null | null | null | null | null | null | null | null | null | null | null | null | null | null | null | null | null | null | null | null | null | null | null | null | null | null | null | null | 32 | 4
* | UC_CAP | UCPWR_FLAB-P | LHS | ESTSIPP | - | - | - | 3 | -0.0172 | null | null | null | null | null | null | null | null | null | null | null | null | null | null | null | null | null | null | null | null | null | null | null | null | null | null | null | null | null | null | null | null | 33 | 1
* | UC_CAP | UCPWR_FLAB-M | LHS | ESTSIPP | - | - | - | 3 | -0.01958 | null | null | null | null | null | null | null | null | null | null | null | null | null | null | null | null | null | null | null | null | null | null | null | null | null | null | null | null | null | null | null | null | 33 | 2
* | UC_CAP | UCPWR_FLAB-S | LHS | ESTSIPP | - | - | - | 3 | -0.06477 | null | null | null | null | null | null | null | null | null | null | null | null | null | null | null | null | null | null | null | null | null | null | null | null | null | null | null | null | null | null | null | null | 33 | 3
* | UC_CAP | UCPWR_FLAB-T | LHS | ESTSIPP | - | - | - | 3 | -0.23189 | null | null | null | null | null | null | null | null | null | null | null | null | null | null | null | null | null | null | null | null | null | null | null | null | null | null | null | null | null | null | null | null | 33 | 4
* | UC_CAP | UCPWR_FLAB-P | LHS | ESTSRES | - | - | - | 3 | -0.0172 | null | null | null | null | null | null | null | null | null | null | null | null | null | null | null | null | null | null | null | null | null | null | null | null | null | null | null | null | null | null | null | null | 34 | 1
* | UC_CAP | UCPWR_FLAB-M | LHS | ESTSRES | - | - | - | 3 | -0.01958 | null | null | null | null | null | null | null | null | null | null | null | null | null | null | null | null | null | null | null | null | null | null | null | null | null | null | null | null | null | null | null | null | 34 | 2
* | UC_CAP | UCPWR_FLAB-S | LHS | ESTSRES | - | - | - | 3 | -0.06477 | null | null | null | null | null | null | null | null | null | null | null | null | null | null | null | null | null | null | null | null | null | null | null | null | null | null | null | null | null | null | null | null | 34 | 3
* | UC_CAP | UCPWR_FLAB-T | LHS | ESTSRES | - | - | - | 3 | -0.23189 | null | null | null | null | null | null | null | null | null | null | null | null | null | null | null | null | null | null | null | null | null | null | null | null | null | null | null | null | null | null | null | null | 34 | 4
| UC_CAP | UCPWR_FLAB-P | LHS | ESTSUTL | - | - | - | 3 | -0.0172 | null | null | null | null | null | null | null | null | null | null | null | null | null | null | null | null | null | null | null | null | null | null | null | null | null | null | null | null | null | null | null | null | 35 | 1
| UC_CAP | UCPWR_FLAB-M | LHS | ESTSUTL | - | - | - | 3 | -0.01958 | null | null | null | null | null | null | null | null | null | null | null | null | null | null | null | null | null | null | null | null | null | null | null | null | null | null | null | null | null | null | null | null | 35 | 2
| UC_CAP | UCPWR_FLAB-S | LHS | ESTSUTL | - | - | - | 3 | -0.06477 | null | null | null | null | null | null | null | null | null | null | null | null | null | null | null | null | null | null | null | null | null | null | null | null | null | null | null | null | null | null | null | null | 35 | 3
| UC_CAP | UCPWR_FLAB-T | LHS | ESTSUTL | - | - | - | 3 | -0.23189 | null | null | null | null | null | null | null | null | null | null | null | null | null | null | null | null | null | null | null | null | null | null | null | null | null | null | null | null | null | null | null | null | 35 | 4
| UC_CAP | UCPWR_FLAB-P | LHS | ETCLDFB-N | - | - | - | 3 | -0.0172 | null | null | null | null | null | null | null | null | null | null | null | null | null | null | null | null | null | null | null | null | null | null | null | null | null | null | null | null | null | null | null | null | 36 | 1
| UC_CAP | UCPWR_FLAB-M | LHS | ETCLDFB-N | - | - | - | 3 | -0.01958 | null | null | null | null | null | null | null | null | null | null | null | null | null | null | null | null | null | null | null | null | null | null | null | null | null | null | null | null | null | null | null | null | 36 | 2
| UC_CAP | UCPWR_FLAB-S | LHS | ETCLDFB-N | - | - | - | 3 | -0.06477 | null | null | null | null | null | null | null | null | null | null | null | null | null | null | null | null | null | null | null | null | null | null | null | null | null | null | null | null | null | null | null | null | 36 | 3
| UC_CAP | UCPWR_FLAB-T | LHS | ETCLDFB-N | - | - | - | 3 | -0.23189 | null | null | null | null | null | null | null | null | null | null | null | null | null | null | null | null | null | null | null | null | null | null | null | null | null | null | null | null | null | null | null | null | 36 | 4
| UC_CAP | UCPWR_FLAB-P | LHS | ETCLEARNO-E | - | - | - | 3 | -0.0172 | null | null | null | null | null | null | null | null | null | null | null | null | null | null | null | null | null | null | null | null | null | null | null | null | null | null | null | null | null | null | null | null | 37 | 1
| UC_CAP | UCPWR_FLAB-M | LHS | ETCLEARNO-E | - | - | - | 3 | -0.01958 | null | null | null | null | null | null | null | null | null | null | null | null | null | null | null | null | null | null | null | null | null | null | null | null | null | null | null | null | null | null | null | null | 37 | 2
| UC_CAP | UCPWR_FLAB-S | LHS | ETCLEARNO-E | - | - | - | 3 | -0.06477 | null | null | null | null | null | null | null | null | null | null | null | null | null | null | null | null | null | null | null | null | null | null | null | null | null | null | null | null | null | null | null | null | 37 | 3
| UC_CAP | UCPWR_FLAB-T | LHS | ETCLEARNO-E | - | - | - | 3 | -0.23189 | null | null | null | null | null | null | null | null | null | null | null | null | null | null | null | null | null | null | null | null | null | null | null | null | null | null | null | null | null | null | null | null | 37 | 4
| UC_CAP | UCPWR_FLAB-P | LHS | ETCLECAMD-E | - | - | - | 3 | -0.0172 | null | null | null | null | null | null | null | null | null | null | null | null | null | null | null | null | null | null | null | null | null | null | null | null | null | null | null | null | null | null | null | null | 38 | 1
| UC_CAP | UCPWR_FLAB-M | LHS | ETCLECAMD-E | - | - | - | 3 | -0.01958 | null | null | null | null | null | null | null | null | null | null | null | null | null | null | null | null | null | null | null | null | null | null | null | null | null | null | null | null | null | null | null | null | 38 | 2
| UC_CAP | UCPWR_FLAB-S | LHS | ETCLECAMD-E | - | - | - | 3 | -0.06477 | null | null | null | null | null | null | null | null | null | null | null | null | null | null | null | null | null | null | null | null | null | null | null | null | null | null | null | null | null | null | null | null | 38 | 3
| UC_CAP | UCPWR_FLAB-T | LHS | ETCLECAMD-E | - | - | - | 3 | -0.23189 | null | null | null | null | null | null | null | null | null | null | null | null | null | null | null | null | null | null | null | null | null | null | null | null | null | null | null | null | null | null | null | null | 38 | 4
| UC_CAP | UCPWR_FLAB-P | LHS | ETCLEDUVH-E | - | - | - | 3 | -0.0172 | null | null | null | null | null | null | null | null | null | null | null | null | null | null | null | null | null | null | null | null | null | null | null | null | null | null | null | null | null | null | null | null | 39 | 1
| UC_CAP | UCPWR_FLAB-M | LHS | ETCLEDUVH-E | - | - | - | 3 | -0.01958 | null | null | null | null | null | null | null | null | null | null | null | null | null | null | null | null | null | null | null | null | null | null | null | null | null | null | null | null | null | null | null | null | 39 | 2
| UC_CAP | UCPWR_FLAB-S | LHS | ETCLEDUVH-E | - | - | - | 3 | -0.06477 | null | null | null | null | null | null | null | null | null | null | null | null | null | null | null | null | null | null | null | null | null | null | null | null | null | null | null | null | null | null | null | null | 39 | 3
| UC_CAP | UCPWR_FLAB-T | LHS | ETCLEDUVH-E | - | - | - | 3 | -0.23189 | null | null | null | null | null | null | null | null | null | null | null | null | null | null | null | null | null | null | null | null | null | null | null | null | null | null | null | null | null | null | null | null | 39 | 4
| UC_CAP | UCPWR_FLAB-P | LHS | ETCLEGROO-E | - | - | - | 3 | -0.0172 | null | null | null | null | null | null | null | null | null | null | null | null | null | null | null | null | null | null | null | null | null | null | null | null | null | null | null | null | null | null | null | null | 40 | 1
| UC_CAP | UCPWR_FLAB-M | LHS | ETCLEGROO-E | - | - | - | 3 | -0.01958 | null | null | null | null | null | null | null | null | null | null | null | null | null | null | null | null | null | null | null | null | null | null | null | null | null | null | null | null | null | null | null | null | 40 | 2
| UC_CAP | UCPWR_FLAB-S | LHS | ETCLEGROO-E | - | - | - | 3 | -0.06477 | null | null | null | null | null | null | null | null | null | null | null | null | null | null | null | null | null | null | null | null | null | null | null | null | null | null | null | null | null | null | null | null | 40 | 3
| UC_CAP | UCPWR_FLAB-T | LHS | ETCLEGROO-E | - | - | - | 3 | -0.23189 | null | null | null | null | null | null | null | null | null | null | null | null | null | null | null | null | null | null | null | null | null | null | null | null | null | null | null | null | null | null | null | null | 40 | 4
| UC_CAP | UCPWR_FLAB-P | LHS | ETCLEHEND-E | - | - | - | 3 | -0.0172 | null | null | null | null | null | null | null | null | null | null | null | null | null | null | null | null | null | null | null | null | null | null | null | null | null | null | null | null | null | null | null | null | 41 | 1
| UC_CAP | UCPWR_FLAB-M | LHS | ETCLEHEND-E | - | - | - | 3 | -0.01958 | null | null | null | null | null | null | null | null | null | null | null | null | null | null | null | null | null | null | null | null | null | null | null | null | null | null | null | null | null | null | null | null | 41 | 2
| UC_CAP | UCPWR_FLAB-S | LHS | ETCLEHEND-E | - | - | - | 3 | -0.06477 | null | null | null | null | null | null | null | null | null | null | null | null | null | null | null | null | null | null | null | null | null | null | null | null | null | null | null | null | null | null | null | null | 41 | 3
| UC_CAP | UCPWR_FLAB-T | LHS | ETCLEHEND-E | - | - | - | 3 | -0.23189 | null | null | null | null | null | null | null | null | null | null | null | null | null | null | null | null | null | null | null | null | null | null | null | null | null | null | null | null | null | null | null | null | 41 | 4
| UC_CAP | UCPWR_FLAB-P | LHS | ETCLEKELB-E | - | - | - | 3 | -0.0172 | null | null | null | null | null | null | null | null | null | null | null | null | null | null | null | null | null | null | null | null | null | null | null | null | null | null | null | null | null | null | null | null | 42 | 1
| UC_CAP | UCPWR_FLAB-M | LHS | ETCLEKELB-E | - | - | - | 3 | -0.01958 | null | null | null | null | null | null | null | null | null | null | null | null | null | null | null | null | null | null | null | null | null | null | null | null | null | null | null | null | null | null | null | null | 42 | 2
| UC_CAP | UCPWR_FLAB-S | LHS | ETCLEKELB-E | - | - | - | 3 | -0.06477 | null | null | null | null | null | null | null | null | null | null | null | null | null | null | null | null | null | null | null | null | null | null | null | null | null | null | null | null | null | null | null | null | 42 | 3
| UC_CAP | UCPWR_FLAB-T | LHS | ETCLEKELB-E | - | - | - | 3 | -0.23189 | null | null | null | null | null | null | null | null | null | null | null | null | null | null | null | null | null | null | null | null | null | null | null | null | null | null | null | null | null | null | null | null | 42 | 4
| UC_CAP | UCPWR_FLAB-P | LHS | ETCLEKEND-E | - | - | - | 3 | -0.0172 | null | null | null | null | null | null | null | null | null | null | null | null | null | null | null | null | null | null | null | null | null | null | null | null | null | null | null | null | null | null | null | null | 43 | 1
| UC_CAP | UCPWR_FLAB-M | LHS | ETCLEKEND-E | - | - | - | 3 | -0.01958 | null | null | null | null | null | null | null | null | null | null | null | null | null | null | null | null | null | null | null | null | null | null | null | null | null | null | null | null | null | null | null | null | 43 | 2
| UC_CAP | UCPWR_FLAB-S | LHS | ETCLEKEND-E | - | - | - | 3 | -0.06477 | null | null | null | null | null | null | null | null | null | null | null | null | null | null | null | null | null | null | null | null | null | null | null | null | null | null | null | null | null | null | null | null | 43 | 3
| UC_CAP | UCPWR_FLAB-T | LHS | ETCLEKEND-E | - | - | - | 3 | -0.23189 | null | null | null | null | null | null | null | null | null | null | null | null | null | null | null | null | null | null | null | null | null | null | null | null | null | null | null | null | null | null | null | null | 43 | 4
| UC_CAP | UCPWR_FLAB-P | LHS | ETCLEKOMA-E | - | - | - | 3 | -0.0172 | null | null | null | null | null | null | null | null | null | null | null | null | null | null | null | null | null | null | null | null | null | null | null | null | null | null | null | null | null | null | null | null | 44 | 1
| UC_CAP | UCPWR_FLAB-M | LHS | ETCLEKOMA-E | - | - | - | 3 | -0.01958 | null | null | null | null | null | null | null | null | null | null | null | null | null | null | null | null | null | null | null | null | null | null | null | null | null | null | null | null | null | null | null | null | 44 | 2
| UC_CAP | UCPWR_FLAB-S | LHS | ETCLEKOMA-E | - | - | - | 3 | -0.06477 | null | null | null | null | null | null | null | null | null | null | null | null | null | null | null | null | null | null | null | null | null | null | null | null | null | null | null | null | null | null | null | null | 44 | 3
| UC_CAP | UCPWR_FLAB-T | LHS | ETCLEKOMA-E | - | - | - | 3 | -0.23189 | null | null | null | null | null | null | null | null | null | null | null | null | null | null | null | null | null | null | null | null | null | null | null | null | null | null | null | null | null | null | null | null | 44 | 4
| UC_CAP | UCPWR_FLAB-P | LHS | ETCLEKRIE-E | - | - | - | 3 | -0.0172 | null | null | null | null | null | null | null | null | null | null | null | null | null | null | null | null | null | null | null | null | null | null | null | null | null | null | null | null | null | null | null | null | 45 | 1
| UC_CAP | UCPWR_FLAB-M | LHS | ETCLEKRIE-E | - | - | - | 3 | -0.01958 | null | null | null | null | null | null | null | null | null | null | null | null | null | null | null | null | null | null | null | null | null | null | null | null | null | null | null | null | null | null | null | null | 45 | 2
| UC_CAP | UCPWR_FLAB-S | LHS | ETCLEKRIE-E | - | - | - | 3 | -0.06477 | null | null | null | null | null | null | null | null | null | null | null | null | null | null | null | null | null | null | null | null | null | null | null | null | null | null | null | null | null | null | null | null | 45 | 3
| UC_CAP | UCPWR_FLAB-T | LHS | ETCLEKRIE-E | - | - | - | 3 | -0.23189 | null | null | null | null | null | null | null | null | null | null | null | null | null | null | null | null | null | null | null | null | null | null | null | null | null | null | null | null | null | null | null | null | 45 | 4
| UC_CAP | UCPWR_FLAB-P | LHS | ETCLEKUSI-N | - | - | - | 3 | -0.0172 | null | null | null | null | null | null | null | null | null | null | null | null | null | null | null | null | null | null | null | null | null | null | null | null | null | null | null | null | null | null | null | null | 46 | 1
| UC_CAP | UCPWR_FLAB-M | LHS | ETCLEKUSI-N | - | - | - | 3 | -0.01958 | null | null | null | null | null | null | null | null | null | null | null | null | null | null | null | null | null | null | null | null | null | null | null | null | null | null | null | null | null | null | null | null | 46 | 2
| UC_CAP | UCPWR_FLAB-S | LHS | ETCLEKUSI-N | - | - | - | 3 | -0.06477 | null | null | null | null | null | null | null | null | null | null | null | null | null | null | null | null | null | null | null | null | null | null | null | null | null | null | null | null | null | null | null | null | 46 | 3
| UC_CAP | UCPWR_FLAB-T | LHS | ETCLEKUSI-N | - | - | - | 3 | -0.23189 | null | null | null | null | null | null | null | null | null | null | null | null | null | null | null | null | null | null | null | null | null | null | null | null | null | null | null | null | null | null | null | null | 46 | 4
| UC_CAP | UCPWR_FLAB-P | LHS | ETCLELETH-E | - | - | - | 3 | -0.0172 | null | null | null | null | null | null | null | null | null | null | null | null | null | null | null | null | null | null | null | null | null | null | null | null | null | null | null | null | null | null | null | null | 47 | 1
| UC_CAP | UCPWR_FLAB-M | LHS | ETCLELETH-E | - | - | - | 3 | -0.01958 | null | null | null | null | null | null | null | null | null | null | null | null | null | null | null | null | null | null | null | null | null | null | null | null | null | null | null | null | null | null | null | null | 47 | 2
| UC_CAP | UCPWR_FLAB-S | LHS | ETCLELETH-E | - | - | - | 3 | -0.06477 | null | null | null | null | null | null | null | null | null | null | null | null | null | null | null | null | null | null | null | null | null | null | null | null | null | null | null | null | null | null | null | null | 47 | 3
| UC_CAP | UCPWR_FLAB-T | LHS | ETCLELETH-E | - | - | - | 3 | -0.23189 | null | null | null | null | null | null | null | null | null | null | null | null | null | null | null | null | null | null | null | null | null | null | null | null | null | null | null | null | null | null | null | null | 47 | 4
| UC_CAP | UCPWR_FLAB-P | LHS | ETCLEMAJD-E | - | - | - | 3 | -0.0172 | null | null | null | null | null | null | null | null | null | null | null | null | null | null | null | null | null | null | null | null | null | null | null | null | null | null | null | null | null | null | null | null | 48 | 1
| UC_CAP | UCPWR_FLAB-M | LHS | ETCLEMAJD-E | - | - | - | 3 | -0.01958 | null | null | null | null | null | null | null | null | null | null | null | null | null | null | null | null | null | null | null | null | null | null | null | null | null | null | null | null | null | null | null | null | 48 | 2
| UC_CAP | UCPWR_FLAB-S | LHS | ETCLEMAJD-E | - | - | - | 3 | -0.06477 | null | null | null | null | null | null | null | null | null | null | null | null | null | null | null | null | null | null | null | null | null | null | null | null | null | null | null | null | null | null | null | null | 48 | 3
| UC_CAP | UCPWR_FLAB-T | LHS | ETCLEMAJD-E | - | - | - | 3 | -0.23189 | null | null | null | null | null | null | null | null | null | null | null | null | null | null | null | null | null | null | null | null | null | null | null | null | null | null | null | null | null | null | null | null | 48 | 4
| UC_CAP | UCPWR_FLAB-P | LHS | ETCLEMAJW-E | - | - | - | 3 | -0.0172 | null | null | null | null | null | null | null | null | null | null | null | null | null | null | null | null | null | null | null | null | null | null | null | null | null | null | null | null | null | null | null | null | 49 | 1
| UC_CAP | UCPWR_FLAB-M | LHS | ETCLEMAJW-E | - | - | - | 3 | -0.01958 | null | null | null | null | null | null | null | null | null | null | null | null | null | null | null | null | null | null | null | null | null | null | null | null | null | null | null | null | null | null | null | null | 49 | 2
| UC_CAP | UCPWR_FLAB-S | LHS | ETCLEMAJW-E | - | - | - | 3 | -0.06477 | null | null | null | null | null | null | null | null | null | null | null | null | null | null | null | null | null | null | null | null | null | null | null | null | null | null | null | null | null | null | null | null | 49 | 3
| UC_CAP | UCPWR_FLAB-T | LHS | ETCLEMAJW-E | - | - | - | 3 | -0.23189 | null | null | null | null | null | null | null | null | null | null | null | null | null | null | null | null | null | null | null | null | null | null | null | null | null | null | null | null | null | null | null | null | 49 | 4
| UC_CAP | UCPWR_FLAB-P | LHS | ETCLEMATI-E | - | - | - | 3 | -0.0172 | null | null | null | null | null | null | null | null | null | null | null | null | null | null | null | null | null | null | null | null | null | null | null | null | null | null | null | null | null | null | null | null | 50 | 1
| UC_CAP | UCPWR_FLAB-M | LHS | ETCLEMATI-E | - | - | - | 3 | -0.01958 | null | null | null | null | null | null | null | null | null | null | null | null | null | null | null | null | null | null | null | null | null | null | null | null | null | null | null | null | null | null | null | null | 50 | 2
| UC_CAP | UCPWR_FLAB-S | LHS | ETCLEMATI-E | - | - | - | 3 | -0.06477 | null | null | null | null | null | null | null | null | null | null | null | null | null | null | null | null | null | null | null | null | null | null | null | null | null | null | null | null | null | null | null | null | 50 | 3
| UC_CAP | UCPWR_FLAB-T | LHS | ETCLEMATI-E | - | - | - | 3 | -0.23189 | null | null | null | null | null | null | null | null | null | null | null | null | null | null | null | null | null | null | null | null | null | null | null | null | null | null | null | null | null | null | null | null | 50 | 4
| UC_CAP | UCPWR_FLAB-P | LHS | ETCLEMATL-E | - | - | - | 3 | -0.0172 | null | null | null | null | null | null | null | null | null | null | null | null | null | null | null | null | null | null | null | null | null | null | null | null | null | null | null | null | null | null | null | null | 51 | 1
| UC_CAP | UCPWR_FLAB-M | LHS | ETCLEMATL-E | - | - | - | 3 | -0.01958 | null | null | null | null | null | null | null | null | null | null | null | null | null | null | null | null | null | null | null | null | null | null | null | null | null | null | null | null | null | null | null | null | 51 | 2
| UC_CAP | UCPWR_FLAB-S | LHS | ETCLEMATL-E | - | - | - | 3 | -0.06477 | null | null | null | null | null | null | null | null | null | null | null | null | null | null | null | null | null | null | null | null | null | null | null | null | null | null | null | null | null | null | null | null | 51 | 3
| UC_CAP | UCPWR_FLAB-T | LHS | ETCLEMATL-E | - | - | - | 3 | -0.23189 | null | null | null | null | null | null | null | null | null | null | null | null | null | null | null | null | null | null | null | null | null | null | null | null | null | null | null | null | null | null | null | null | 51 | 4
| UC_CAP | UCPWR_FLAB-P | LHS | ETCLEMEDU-N | - | - | - | 3 | -0.0172 | null | null | null | null | null | null | null | null | null | null | null | null | null | null | null | null | null | null | null | null | null | null | null | null | null | null | null | null | null | null | null | null | 52 | 1
| UC_CAP | UCPWR_FLAB-M | LHS | ETCLEMEDU-N | - | - | - | 3 | -0.01958 | null | null | null | null | null | null | null | null | null | null | null | null | null | null | null | null | null | null | null | null | null | null | null | null | null | null | null | null | null | null | null | null | 52 | 2
| UC_CAP | UCPWR_FLAB-S | LHS | ETCLEMEDU-N | - | - | - | 3 | -0.06477 | null | null | null | null | null | null | null | null | null | null | null | null | null | null | null | null | null | null | null | null | null | null | null | null | null | null | null | null | null | null | null | null | 52 | 3
| UC_CAP | UCPWR_FLAB-T | LHS | ETCLEMEDU-N | - | - | - | 3 | -0.23189 | null | null | null | null | null | null | null | null | null | null | null | null | null | null | null | null | null | null | null | null | null | null | null | null | null | null | null | null | null | null | null | null | 52 | 4
| UC_CAP | UCPWR_FLAB-P | LHS | ETCLETUTU-E | - | - | - | 3 | -0.0172 | null | null | null | null | null | null | null | null | null | null | null | null | null | null | null | null | null | null | null | null | null | null | null | null | null | null | null | null | null | null | null | null | 53 | 1
| UC_CAP | UCPWR_FLAB-M | LHS | ETCLETUTU-E | - | - | - | 3 | -0.01958 | null | null | null | null | null | null | null | null | null | null | null | null | null | null | null | null | null | null | null | null | null | null | null | null | null | null | null | null | null | null | null | null | 53 | 2
| UC_CAP | UCPWR_FLAB-S | LHS | ETCLETUTU-E | - | - | - | 3 | -0.06477 | null | null | null | null | null | null | null | null | null | null | null | null | null | null | null | null | null | null | null | null | null | null | null | null | null | null | null | null | null | null | null | null | 53 | 3
| UC_CAP | UCPWR_FLAB-T | LHS | ETCLETUTU-E | - | - | - | 3 | -0.23189 | null | null | null | null | null | null | null | null | null | null | null | null | null | null | null | null | null | null | null | null | null | null | null | null | null | null | null | null | null | null | null | null | 53 | 4
| UC_CAP | UCPWR_FLAB-P | LHS | ETCLEWATE-N | - | - | - | 3 | -0.0172 | null | null | null | null | null | null | null | null | null | null | null | null | null | null | null | null | null | null | null | null | null | null | null | null | null | null | null | null | null | null | null | null | 54 | 1
| UC_CAP | UCPWR_FLAB-M | LHS | ETCLEWATE-N | - | - | - | 3 | -0.01958 | null | null | null | null | null | null | null | null | null | null | null | null | null | null | null | null | null | null | null | null | null | null | null | null | null | null | null | null | null | null | null | null | 54 | 2
| UC_CAP | UCPWR_FLAB-S | LHS | ETCLEWATE-N | - | - | - | 3 | -0.06477 | null | null | null | null | null | null | null | null | null | null | null | null | null | null | null | null | null | null | null | null | null | null | null | null | null | null | null | null | null | null | null | null | 54 | 3
| UC_CAP | UCPWR_FLAB-T | LHS | ETCLEWATE-N | - | - | - | 3 | -0.23189 | null | null | null | null | null | null | null | null | null | null | null | null | null | null | null | null | null | null | null | null | null | null | null | null | null | null | null | null | null | null | null | null | 54 | 4
| UC_CAP | UCPWR_FLAB-P | LHS | ETGICCC-N | - | - | - | 3 | -0.0172 | null | null | null | null | null | null | null | null | null | null | null | null | null | null | null | null | null | null | null | null | null | null | null | null | null | null | null | null | null | null | null | null | 55 | 1
| UC_CAP | UCPWR_FLAB-M | LHS | ETGICCC-N | - | - | - | 3 | -0.01958 | null | null | null | null | null | null | null | null | null | null | null | null | null | null | null | null | null | null | null | null | null | null | null | null | null | null | null | null | null | null | null | null | 55 | 2
| UC_CAP | UCPWR_FLAB-S | LHS | ETGICCC-N | - | - | - | 3 | -0.06477 | null | null | null | null | null | null | null | null | null | null | null | null | null | null | null | null | null | null | null | null | null | null | null | null | null | null | null | null | null | null | null | null | 55 | 3
| UC_CAP | UCPWR_FLAB-T | LHS | ETGICCC-N | - | - | - | 3 | -0.23189 | null | null | null | null | null | null | null | null | null | null | null | null | null | null | null | null | null | null | null | null | null | null | null | null | null | null | null | null | null | null | null | null | 55 | 4
| UC_CAP | UCPWR_FLAB-P | LHS | ETGICEN-N | - | - | - | 3 | -0.0172 | null | null | null | null | null | null | null | null | null | null | null | null | null | null | null | null | null | null | null | null | null | null | null | null | null | null | null | null | null | null | null | null | 56 | 1
| UC_CAP | UCPWR_FLAB-M | LHS | ETGICEN-N | - | - | - | 3 | -0.01958 | null | null | null | null | null | null | null | null | null | null | null | null | null | null | null | null | null | null | null | null | null | null | null | null | null | null | null | null | null | null | null | null | 56 | 2
| UC_CAP | UCPWR_FLAB-S | LHS | ETGICEN-N | - | - | - | 3 | -0.06477 | null | null | null | null | null | null | null | null | null | null | null | null | null | null | null | null | null | null | null | null | null | null | null | null | null | null | null | null | null | null | null | null | 56 | 3
| UC_CAP | UCPWR_FLAB-T | LHS | ETGICEN-N | - | - | - | 3 | -0.23189 | null | null | null | null | null | null | null | null | null | null | null | null | null | null | null | null | null | null | null | null | null | null | null | null | null | null | null | null | null | null | null | null | 56 | 4
| UC_CAP | UCPWR_FLAB-P | LHS | ETGICGT-N | - | - | - | 3 | -0.0172 | null | null | null | null | null | null | null | null | null | null | null | null | null | null | null | null | null | null | null | null | null | null | null | null | null | null | null | null | null | null | null | null | 57 | 1
| UC_CAP | UCPWR_FLAB-M | LHS | ETGICGT-N | - | - | - | 3 | -0.01958 | null | null | null | null | null | null | null | null | null | null | null | null | null | null | null | null | null | null | null | null | null | null | null | null | null | null | null | null | null | null | null | null | 57 | 2
| UC_CAP | UCPWR_FLAB-S | LHS | ETGICGT-N | - | - | - | 3 | -0.06477 | null | null | null | null | null | null | null | null | null | null | null | null | null | null | null | null | null | null | null | null | null | null | null | null | null | null | null | null | null | null | null | null | 57 | 3
| UC_CAP | UCPWR_FLAB-T | LHS | ETGICGT-N | - | - | - | 3 | -0.23189 | null | null | null | null | null | null | null | null | null | null | null | null | null | null | null | null | null | null | null | null | null | null | null | null | null | null | null | null | null | null | null | null | 57 | 4
| UC_CAP | UCPWR_FLAB-P | LHS | ETNUC-E | - | - | - | 3 | -0.03328 | null | null | null | null | null | null | null | null | null | null | null | null | null | null | null | null | null | null | null | null | null | null | null | null | null | null | null | null | null | null | null | null | 58 | 1
| UC_CAP | UCPWR_FLAB-M | LHS | ETNUC-E | - | - | - | 3 | -0.03788 | null | null | null | null | null | null | null | null | null | null | null | null | null | null | null | null | null | null | null | null | null | null | null | null | null | null | null | null | null | null | null | null | 58 | 2
| UC_CAP | UCPWR_FLAB-S | LHS | ETNUC-E | - | - | - | 3 | -0.12533 | null | null | null | null | null | null | null | null | null | null | null | null | null | null | null | null | null | null | null | null | null | null | null | null | null | null | null | null | null | null | null | null | 58 | 3
| UC_CAP | UCPWR_FLAB-T | LHS | ETNUC-E | - | - | - | 3 | -0.44868 | null | null | null | null | null | null | null | null | null | null | null | null | null | null | null | null | null | null | null | null | null | null | null | null | null | null | null | null | null | null | null | null | 58 | 4
| UC_CAP | UCPWR_FLAB-P | LHS | ETNUC-N | - | - | - | 3 | -0.03328 | null | null | null | null | null | null | null | null | null | null | null | null | null | null | null | null | null | null | null | null | null | null | null | null | null | null | null | null | null | null | null | null | 59 | 1
| UC_CAP | UCPWR_FLAB-M | LHS | ETNUC-N | - | - | - | 3 | -0.03788 | null | null | null | null | null | null | null | null | null | null | null | null | null | null | null | null | null | null | null | null | null | null | null | null | null | null | null | null | null | null | null | null | 59 | 2
| UC_CAP | UCPWR_FLAB-S | LHS | ETNUC-N | - | - | - | 3 | -0.12533 | null | null | null | null | null | null | null | null | null | null | null | null | null | null | null | null | null | null | null | null | null | null | null | null | null | null | null | null | null | null | null | null | 59 | 3
| UC_CAP | UCPWR_FLAB-T | LHS | ETNUC-N | - | - | - | 3 | -0.44868 | null | null | null | null | null | null | null | null | null | null | null | null | null | null | null | null | null | null | null | null | null | null | null | null | null | null | null | null | null | null | null | null | 59 | 4
| UC_CAP | UCPWR_FLAB-P | LHS | ETODSGT-E | - | - | - | 3 | -0.0172 | null | null | null | null | null | null | null | null | null | null | null | null | null | null | null | null | null | null | null | null | null | null | null | null | null | null | null | null | null | null | null | null | 60 | 1
| UC_CAP | UCPWR_FLAB-M | LHS | ETODSGT-E | - | - | - | 3 | -0.01958 | null | null | null | null | null | null | null | null | null | null | null | null | null | null | null | null | null | null | null | null | null | null | null | null | null | null | null | null | null | null | null | null | 60 | 2
| UC_CAP | UCPWR_FLAB-S | LHS | ETODSGT-E | - | - | - | 3 | -0.06477 | null | null | null | null | null | null | null | null | null | null | null | null | null | null | null | null | null | null | null | null | null | null | null | null | null | null | null | null | null | null | null | null | 60 | 3
| UC_CAP | UCPWR_FLAB-T | LHS | ETODSGT-E | - | - | - | 3 | -0.23189 | null | null | null | null | null | null | null | null | null | null | null | null | null | null | null | null | null | null | null | null | null | null | null | null | null | null | null | null | null | null | null | null | 60 | 4
| UC_CAP | UCPWR_FLAB-P | LHS | ETODSGT-N | - | - | - | 3 | -0.0172 | null | null | null | null | null | null | null | null | null | null | null | null | null | null | null | null | null | null | null | null | null | null | null | null | null | null | null | null | null | null | null | null | 61 | 1
| UC_CAP | UCPWR_FLAB-M | LHS | ETODSGT-N | - | - | - | 3 | -0.01958 | null | null | null | null | null | null | null | null | null | null | null | null | null | null | null | null | null | null | null | null | null | null | null | null | null | null | null | null | null | null | null | null | 61 | 2
| UC_CAP | UCPWR_FLAB-S | LHS | ETODSGT-N | - | - | - | 3 | -0.06477 | null | null | null | null | null | null | null | null | null | null | null | null | null | null | null | null | null | null | null | null | null | null | null | null | null | null | null | null | null | null | null | null | 61 | 3
| UC_CAP | UCPWR_FLAB-T | LHS | ETODSGT-N | - | - | - | 3 | -0.23189 | null | null | null | null | null | null | null | null | null | null | null | null | null | null | null | null | null | null | null | null | null | null | null | null | null | null | null | null | null | null | null | null | 61 | 4
| UC_CAP | UCPWR_FLAB-P | LHS | ETRANSDUM | - | - | - | 3 | -0.01474 | null | null | null | null | null | null | null | null | null | null | null | null | null | null | null | null | null | null | null | null | null | null | null | null | null | null | null | null | null | null | null | null | 62 | 1
| UC_CAP | UCPWR_FLAB-M | LHS | ETRANSDUM | - | - | - | 3 | -0.01678 | null | null | null | null | null | null | null | null | null | null | null | null | null | null | null | null | null | null | null | null | null | null | null | null | null | null | null | null | null | null | null | null | 62 | 2
| UC_CAP | UCPWR_FLAB-S | LHS | ETRANSDUM | - | - | - | 3 | -0.05551 | null | null | null | null | null | null | null | null | null | null | null | null | null | null | null | null | null | null | null | null | null | null | null | null | null | null | null | null | null | null | null | null | 62 | 3
| UC_CAP | UCPWR_FLAB-T | LHS | ETRANSDUM | - | - | - | 3 | -0.19873 | null | null | null | null | null | null | null | null | null | null | null | null | null | null | null | null | null | null | null | null | null | null | null | null | null | null | null | null | null | null | null | null | 62 | 4
| UC_CAP | UCPWR_FLAB-P | LHS | XAGRELC | - | - | - | 3 | -0.03199 | null | null | null | null | null | null | null | null | null | null | null | null | null | null | null | null | null | null | null | null | null | null | null | null | null | null | null | null | null | null | null | null | 63 | 1
| UC_CAP | UCPWR_FLAB-M | LHS | XAGRELC | - | - | - | 3 | -0.0364 | null | null | null | null | null | null | null | null | null | null | null | null | null | null | null | null | null | null | null | null | null | null | null | null | null | null | null | null | null | null | null | null | 63 | 2
| UC_CAP | UCPWR_FLAB-S | LHS | XAGRELC | - | - | - | 3 | -0.12044 | null | null | null | null | null | null | null | null | null | null | null | null | null | null | null | null | null | null | null | null | null | null | null | null | null | null | null | null | null | null | null | null | 63 | 3
| UC_CAP | UCPWR_FLAB-T | LHS | XAGRELC | - | - | - | 3 | -0.43119 | null | null | null | null | null | null | null | null | null | null | null | null | null | null | null | null | null | null | null | null | null | null | null | null | null | null | null | null | null | null | null | null | 63 | 4
| UC_CAP | UCPWR_FLAB-P | LHS | XCOMELC | - | - | - | 3 | -0.02897 | null | null | null | null | null | null | null | null | null | null | null | null | null | null | null | null | null | null | null | null | null | null | null | null | null | null | null | null | null | null | null | null | 64 | 1
| UC_CAP | UCPWR_FLAB-M | LHS | XCOMELC | - | - | - | 3 | -0.03297 | null | null | null | null | null | null | null | null | null | null | null | null | null | null | null | null | null | null | null | null | null | null | null | null | null | null | null | null | null | null | null | null | 64 | 2
| UC_CAP | UCPWR_FLAB-S | LHS | XCOMELC | - | - | - | 3 | -0.1091 | null | null | null | null | null | null | null | null | null | null | null | null | null | null | null | null | null | null | null | null | null | null | null | null | null | null | null | null | null | null | null | null | 64 | 3
| UC_CAP | UCPWR_FLAB-T | LHS | XCOMELC | - | - | - | 3 | -0.39057 | null | null | null | null | null | null | null | null | null | null | null | null | null | null | null | null | null | null | null | null | null | null | null | null | null | null | null | null | null | null | null | null | 64 | 4
| UC_CAP | UCPWR_FLAB-P | LHS | XICPELC | - | - | - | 3 | -0.02656 | null | null | null | null | null | null | null | null | null | null | null | null | null | null | null | null | null | null | null | null | null | null | null | null | null | null | null | null | null | null | null | null | 65 | 1
| UC_CAP | UCPWR_FLAB-M | LHS | XICPELC | - | - | - | 3 | -0.03023 | null | null | null | null | null | null | null | null | null | null | null | null | null | null | null | null | null | null | null | null | null | null | null | null | null | null | null | null | null | null | null | null | 65 | 2
| UC_CAP | UCPWR_FLAB-S | LHS | XICPELC | - | - | - | 3 | -0.10003 | null | null | null | null | null | null | null | null | null | null | null | null | null | null | null | null | null | null | null | null | null | null | null | null | null | null | null | null | null | null | null | null | 65 | 3
| UC_CAP | UCPWR_FLAB-T | LHS | XICPELC | - | - | - | 3 | -0.35812 | null | null | null | null | null | null | null | null | null | null | null | null | null | null | null | null | null | null | null | null | null | null | null | null | null | null | null | null | null | null | null | null | 65 | 4
| UC_CAP | UCPWR_FLAB-P | LHS | XIFAELC | - | - | - | 3 | -0.02656 | null | null | null | null | null | null | null | null | null | null | null | null | null | null | null | null | null | null | null | null | null | null | null | null | null | null | null | null | null | null | null | null | 66 | 1
| UC_CAP | UCPWR_FLAB-M | LHS | XIFAELC | - | - | - | 3 | -0.03023 | null | null | null | null | null | null | null | null | null | null | null | null | null | null | null | null | null | null | null | null | null | null | null | null | null | null | null | null | null | null | null | null | 66 | 2
| UC_CAP | UCPWR_FLAB-S | LHS | XIFAELC | - | - | - | 3 | -0.10003 | null | null | null | null | null | null | null | null | null | null | null | null | null | null | null | null | null | null | null | null | null | null | null | null | null | null | null | null | null | null | null | null | 66 | 3
| UC_CAP | UCPWR_FLAB-T | LHS | XIFAELC | - | - | - | 3 | -0.35812 | null | null | null | null | null | null | null | null | null | null | null | null | null | null | null | null | null | null | null | null | null | null | null | null | null | null | null | null | null | null | null | null | 66 | 4
| UC_CAP | UCPWR_FLAB-P | LHS | XIFBELC | - | - | - | 3 | -0.02656 | null | null | null | null | null | null | null | null | null | null | null | null | null | null | null | null | null | null | null | null | null | null | null | null | null | null | null | null | null | null | null | null | 67 | 1
| UC_CAP | UCPWR_FLAB-M | LHS | XIFBELC | - | - | - | 3 | -0.03023 | null | null | null | null | null | null | null | null | null | null | null | null | null | null | null | null | null | null | null | null | null | null | null | null | null | null | null | null | null | null | null | null | 67 | 2
| UC_CAP | UCPWR_FLAB-S | LHS | XIFBELC | - | - | - | 3 | -0.10003 | null | null | null | null | null | null | null | null | null | null | null | null | null | null | null | null | null | null | null | null | null | null | null | null | null | null | null | null | null | null | null | null | 67 | 3
| UC_CAP | UCPWR_FLAB-T | LHS | XIFBELC | - | - | - | 3 | -0.35812 | null | null | null | null | null | null | null | null | null | null | null | null | null | null | null | null | null | null | null | null | null | null | null | null | null | null | null | null | null | null | null | null | 67 | 4
| UC_CAP | UCPWR_FLAB-P | LHS | XIISELC | - | - | - | 3 | -0.02656 | null | null | null | null | null | null | null | null | null | null | null | null | null | null | null | null | null | null | null | null | null | null | null | null | null | null | null | null | null | null | null | null | 68 | 1
| UC_CAP | UCPWR_FLAB-M | LHS | XIISELC | - | - | - | 3 | -0.03023 | null | null | null | null | null | null | null | null | null | null | null | null | null | null | null | null | null | null | null | null | null | null | null | null | null | null | null | null | null | null | null | null | 68 | 2
| UC_CAP | UCPWR_FLAB-S | LHS | XIISELC | - | - | - | 3 | -0.10003 | null | null | null | null | null | null | null | null | null | null | null | null | null | null | null | null | null | null | null | null | null | null | null | null | null | null | null | null | null | null | null | null | 68 | 3
| UC_CAP | UCPWR_FLAB-T | LHS | XIISELC | - | - | - | 3 | -0.35812 | null | null | null | null | null | null | null | null | null | null | null | null | null | null | null | null | null | null | null | null | null | null | null | null | null | null | null | null | null | null | null | null | 68 | 4
| UC_CAP | UCPWR_FLAB-P | LHS | XIMIELC | - | - | - | 3 | -0.02656 | null | null | null | null | null | null | null | null | null | null | null | null | null | null | null | null | null | null | null | null | null | null | null | null | null | null | null | null | null | null | null | null | 69 | 1
| UC_CAP | UCPWR_FLAB-M | LHS | XIMIELC | - | - | - | 3 | -0.03023 | null | null | null | null | null | null | null | null | null | null | null | null | null | null | null | null | null | null | null | null | null | null | null | null | null | null | null | null | null | null | null | null | 69 | 2
| UC_CAP | UCPWR_FLAB-S | LHS | XIMIELC | - | - | - | 3 | -0.10003 | null | null | null | null | null | null | null | null | null | null | null | null | null | null | null | null | null | null | null | null | null | null | null | null | null | null | null | null | null | null | null | null | 69 | 3
| UC_CAP | UCPWR_FLAB-T | LHS | XIMIELC | - | - | - | 3 | -0.35812 | null | null | null | null | null | null | null | null | null | null | null | null | null | null | null | null | null | null | null | null | null | null | null | null | null | null | null | null | null | null | null | null | 69 | 4
| UC_CAP | UCPWR_FLAB-P | LHS | XINFELC | - | - | - | 3 | -0.02656 | null | null | null | null | null | null | null | null | null | null | null | null | null | null | null | null | null | null | null | null | null | null | null | null | null | null | null | null | null | null | null | null | 70 | 1
| UC_CAP | UCPWR_FLAB-M | LHS | XINFELC | - | - | - | 3 | -0.03023 | null | null | null | null | null | null | null | null | null | null | null | null | null | null | null | null | null | null | null | null | null | null | null | null | null | null | null | null | null | null | null | null | 70 | 2
| UC_CAP | UCPWR_FLAB-S | LHS | XINFELC | - | - | - | 3 | -0.10003 | null | null | null | null | null | null | null | null | null | null | null | null | null | null | null | null | null | null | null | null | null | null | null | null | null | null | null | null | null | null | null | null | 70 | 3
| UC_CAP | UCPWR_FLAB-T | LHS | XINFELC | - | - | - | 3 | -0.35812 | null | null | null | null | null | null | null | null | null | null | null | null | null | null | null | null | null | null | null | null | null | null | null | null | null | null | null | null | null | null | null | null | 70 | 4
| UC_CAP | UCPWR_FLAB-P | LHS | XINMELC | - | - | - | 3 | -0.02656 | null | null | null | null | null | null | null | null | null | null | null | null | null | null | null | null | null | null | null | null | null | null | null | null | null | null | null | null | null | null | null | null | 71 | 1
| UC_CAP | UCPWR_FLAB-M | LHS | XINMELC | - | - | - | 3 | -0.03023 | null | null | null | null | null | null | null | null | null | null | null | null | null | null | null | null | null | null | null | null | null | null | null | null | null | null | null | null | null | null | null | null | 71 | 2
| UC_CAP | UCPWR_FLAB-S | LHS | XINMELC | - | - | - | 3 | -0.10003 | null | null | null | null | null | null | null | null | null | null | null | null | null | null | null | null | null | null | null | null | null | null | null | null | null | null | null | null | null | null | null | null | 71 | 3
| UC_CAP | UCPWR_FLAB-T | LHS | XINMELC | - | - | - | 3 | -0.35812 | null | null | null | null | null | null | null | null | null | null | null | null | null | null | null | null | null | null | null | null | null | null | null | null | null | null | null | null | null | null | null | null | 71 | 4
| UC_CAP | UCPWR_FLAB-P | LHS | XIOTELC | - | - | - | 3 | -0.02656 | null | null | null | null | null | null | null | null | null | null | null | null | null | null | null | null | null | null | null | null | null | null | null | null | null | null | null | null | null | null | null | null | 72 | 1
| UC_CAP | UCPWR_FLAB-M | LHS | XIOTELC | - | - | - | 3 | -0.03023 | null | null | null | null | null | null | null | null | null | null | null | null | null | null | null | null | null | null | null | null | null | null | null | null | null | null | null | null | null | null | null | null | 72 | 2
| UC_CAP | UCPWR_FLAB-S | LHS | XIOTELC | - | - | - | 3 | -0.10003 | null | null | null | null | null | null | null | null | null | null | null | null | null | null | null | null | null | null | null | null | null | null | null | null | null | null | null | null | null | null | null | null | 72 | 3
| UC_CAP | UCPWR_FLAB-T | LHS | XIOTELC | - | - | - | 3 | -0.35812 | null | null | null | null | null | null | null | null | null | null | null | null | null | null | null | null | null | null | null | null | null | null | null | null | null | null | null | null | null | null | null | null | 72 | 4
| UC_CAP | UCPWR_FLAB-P | LHS | XIPPELC | - | - | - | 3 | -0.02656 | null | null | null | null | null | null | null | null | null | null | null | null | null | null | null | null | null | null | null | null | null | null | null | null | null | null | null | null | null | null | null | null | 73 | 1
| UC_CAP | UCPWR_FLAB-M | LHS | XIPPELC | - | - | - | 3 | -0.03023 | null | null | null | null | null | null | null | null | null | null | null | null | null | null | null | null | null | null | null | null | null | null | null | null | null | null | null | null | null | null | null | null | 73 | 2
| UC_CAP | UCPWR_FLAB-S | LHS | XIPPELC | - | - | - | 3 | -0.10003 | null | null | null | null | null | null | null | null | null | null | null | null | null | null | null | null | null | null | null | null | null | null | null | null | null | null | null | null | null | null | null | null | 73 | 3
| UC_CAP | UCPWR_FLAB-T | LHS | XIPPELC | - | - | - | 3 | -0.35812 | null | null | null | null | null | null | null | null | null | null | null | null | null | null | null | null | null | null | null | null | null | null | null | null | null | null | null | null | null | null | null | null | 73 | 4
| UC_CAP | UCPWR_FLAB-P | LHS | XRESELC | - | - | - | 3 | -0.16136 | null | null | null | null | null | null | null | null | null | null | null | null | null | null | null | null | null | null | null | null | null | null | null | null | null | null | null | null | null | null | null | null | 74 | 1
| UC_CAP | UCPWR_FLAB-M | LHS | XRESELC | - | - | - | 3 | -0.18363 | null | null | null | null | null | null | null | null | null | null | null | null | null | null | null | null | null | null | null | null | null | null | null | null | null | null | null | null | null | null | null | null | 74 | 2
| UC_CAP | UCPWR_FLAB-S | LHS | XRESELC | - | - | - | 3 | -0.60759 | null | null | null | null | null | null | null | null | null | null | null | null | null | null | null | null | null | null | null | null | null | null | null | null | null | null | null | null | null | null | null | null | 74 | 3
| UC_CAP | UCPWR_FLAB-T | LHS | XRESELC | - | - | - | 3 | -2.1752 | null | null | null | null | null | null | null | null | null | null | null | null | null | null | null | null | null | null | null | null | null | null | null | null | null | null | null | null | null | null | null | null | 74 | 4
| UC_CAP | UCPWR_FLAB-P | LHS | XTRAELC | - | - | - | 3 | -0.02652 | null | null | null | null | null | null | null | null | null | null | null | null | null | null | null | null | null | null | null | null | null | null | null | null | null | null | null | null | null | null | null | null | 75 | 1
| UC_CAP | UCPWR_FLAB-M | LHS | XTRAELC | - | - | - | 3 | -0.03018 | null | null | null | null | null | null | null | null | null | null | null | null | null | null | null | null | null | null | null | null | null | null | null | null | null | null | null | null | null | null | null | null | 75 | 2
| UC_CAP | UCPWR_FLAB-S | LHS | XTRAELC | - | - | - | 3 | -0.09985 | null | null | null | null | null | null | null | null | null | null | null | null | null | null | null | null | null | null | null | null | null | null | null | null | null | null | null | null | null | null | null | null | 75 | 3
| UC_CAP | UCPWR_FLAB-T | LHS | XTRAELC | - | - | - | 3 | -0.35747 | null | null | null | null | null | null | null | null | null | null | null | null | null | null | null | null | null | null | null | null | null | null | null | null | null | null | null | null | null | null | null | null | 75 | 4
| UC_CAP | UCPWR_FLAB-P | LHS | XUPSELC | - | - | - | 3 | -0.02656 | null | null | null | null | null | null | null | null | null | null | null | null | null | null | null | null | null | null | null | null | null | null | null | null | null | null | null | null | null | null | null | null | 76 | 1
| UC_CAP | UCPWR_FLAB-M | LHS | XUPSELC | - | - | - | 3 | -0.03023 | null | null | null | null | null | null | null | null | null | null | null | null | null | null | null | null | null | null | null | null | null | null | null | null | null | null | null | null | null | null | null | null | 76 | 2
| UC_CAP | UCPWR_FLAB-S | LHS | XUPSELC | - | - | - | 3 | -0.10003 | null | null | null | null | null | null | null | null | null | null | null | null | null | null | null | null | null | null | null | null | null | null | null | null | null | null | null | null | null | null | null | null | 76 | 3
| UC_CAP | UCPWR_FLAB-T | LHS | XUPSELC | - | - | - | 3 | -0.35812 | null | null | null | null | null | null | null | null | null | null | null | null | null | null | null | null | null | null | null | null | null | null | null | null | null | null | null | null | null | null | null | null | 76 | 4

## PWR_Lab
Process | Sector | Subsector | Subsubsector | TechDescription | FLAB-P | FLAB-M | FLAB-S | FLAB-T | Index in Ref Table
EPTSTO-E | Power | EPumpStorage | EPumpStorage | Pumped Storage Existing | 0.0172 | 0.01958 | 0.06477 | 0.23189 | 1 | ELE in recent run
EPTSTO-N | Power | EPumpStorage | EPumpStorage | Pumped Storage New | 0.0172 | 0.01958 | 0.06477 | 0.23189 | 1 | REGION1 | XAGRELC | Y
ERBIG-N | Power | EBiomass | EBiomass | Landfill gas | 0.0172 | 0.01958 | 0.06477 | 0.23189 | 2 | REGION1 | XCOMELC | Y
ERBIO-N | Power | EBiomass | EBiomass | Biomass municipal waste | 0.0172 | 0.01958 | 0.06477 | 0.23189 | 2 | REGION1 | XINDELC | Y
ERHYD-E | Power | EHydro | EHydro | Hydro Existing South Africa | 0.0172 | 0.01958 | 0.06477 | 0.23189 | 3 | REGION1 | XRESELC | Y
ERHYDGIW-I | Power | Imports | EImports | Grand Inga (West) | 0 | 0 | 0 | 0 | 4 | REGION1 | XTRAELC | Y
ERHYD-I | Power | Imports | EImports | Hydro Existing Region | 0 | 0 | 0 | 0 | 4 | REGION1 | XUPSELC | Y
ERHYD-N | Power | EHydro | EHydro | Micro hydro | 0.0172 | 0.01958 | 0.06477 | 0.23189 | 3 | REGION1 | XICPELC | Y
ERSOLPCF-N | Power | EPV | EPV_Grid | Solar PV Fixed | 0.01941 | 0.02209 | 0.07309 | 0.26167 | 5 | REGION1 | XIFAELC | Y
ERSOLPCT-N | Power | EPV | EPV_Grid | Solar PV tracking | 0.01941 | 0.02209 | 0.07309 | 0.26167 | 5 | REGION1 | XIFBELC | Y
ERSOLPICP-N | Power | EPV | EPV_RfTpIND | Solar PV rooftop Industry chemicals | 0.01941 | 0.02209 | 0.07309 | 0.26167 | 6 | REGION1 | XIISELC | Y
ERSOLPIFA-N | Power | EPV | EPV_RfTpIND | Solar PV rooftop Industry Ferro-Alloys | 0.01941 | 0.02209 | 0.07309 | 0.26167 | 6 | REGION1 | XIMIELC | Y
ERSOLPIFB-N | Power | EPV | EPV_RfTpIND | Solar PV rooftop Industry food and beverage | 0.01941 | 0.02209 | 0.07309 | 0.26167 | 6 | REGION1 | XINFELC | Y
ERSOLPIIS-N | Power | EPV | EPV_RfTpIND | Solar PV rooftop Industry Iron and steel | 0.01941 | 0.02209 | 0.07309 | 0.26167 | 6 | REGION1 | XINMELC | Y
ERSOLPINF-N | Power | EPV | EPV_RfTpIND | Solar PV rooftop Industry non-ferrous metals | 0.01941 | 0.02209 | 0.07309 | 0.26167 | 6 | REGION1 | XIOTELC | Y
ERSOLPINM-N | Power | EPV | EPV_RfTpIND | Solar PV rooftop Industry non-metallic minerals | 0.01941 | 0.02209 | 0.07309 | 0.26167 | 6 | REGION1 | XIPPELC | Y
ERSOLPIOT-N | Power | EPV | EPV_RfTpIND | Solar PV rooftop Industry Other | 0.01941 | 0.02209 | 0.07309 | 0.26167 | 6 | REGION1 | ERBIG-N | Y
ERSOLPIPP-N | Power | EPV | EPV_RfTpIND | Solar PV rooftop Industry pulp and paper | 0.01941 | 0.02209 | 0.07309 | 0.26167 | 6 | REGION1 | ERBIO-N | Y
ERSOLPRC-N | Power | EPV | EPV_RfTpCOM | Solar PV rooftop commercial | 0.01941 | 0.02209 | 0.07309 | 0.26167 | 7 | REGION1 | ERHYD-E | Y
ERSOLPRI-N | Power | EPV | EPV_RfTpIND | Solar PV rooftop Industry | 0.01941 | 0.02209 | 0.07309 | 0.26167 | 6 | REGION1 | ERHYDGIW-I | Y
ERSOLPRR-N | Power | EPV | EPV_RfTpRES | Solar PV rooftop residential | 0.01941 | 0.02209 | 0.07309 | 0.26167 | 8 | REGION1 | ERHYD-I | Y
ERSOLTC03-N | Power | ECSP | ECSP | Solar Central Receiver 03 hrs storage | 0.02377 | 0.02705 | 0.08949 | 0.3204 | 9 | REGION1 | ERHYD-N | Y
ERSOLTC09-N | Power | ECSP | ECSP | Solar Central Receiver 09 hrs storage | 0.02377 | 0.02705 | 0.08949 | 0.3204 | 9 | REGION1 | ERSOLPCF-N | Y
ERWNDH-N | Power | EWind | EWind | Wind high resource | 0.01605 | 0.01826 | 0.06043 | 0.21634 | 10 | REGION1 | ERSOLPCT-N | Y
ESTSCOM | Power | EBattery | EBattery-Commerce | Commercial - Li ion battery | 0.0172 | 0.01958 | 0.06477 | 0.23189 | 11 | REGION1 | ERSOLPRC-N | Y
ESTSICP | Power | EBattery | EBattery-Industry | Industry chemicals - Li ion battery | 0.0172 | 0.01958 | 0.06477 | 0.23189 | 12 | REGION1 | ERSOLPRI-N | Y
ESTSIFA | Power | EBattery | EBattery-Industry | Industry Ferro-Alloys - Li ion battery | 0.0172 | 0.01958 | 0.06477 | 0.23189 | 12 | REGION1 | ERSOLPRR-N | Y
ESTSIFB | Power | EBattery | EBattery-Industry | Industry Food and beverages - Li ion battery | 0.0172 | 0.01958 | 0.06477 | 0.23189 | 12 | REGION1 | ERSOLTC09-N | Y
ESTSIIS | Power | EBattery | EBattery-Industry | Industry Iron and Steel - Li ion battery | 0.0172 | 0.01958 | 0.06477 | 0.23189 | 12 | REGION1 | ERWNDH-N | Y
ESTSINF | Power | EBattery | EBattery-Industry | Industry Non-Ferrous Metals - Li ion battery | 0.0172 | 0.01958 | 0.06477 | 0.23189 | 12 | REGION1 | ETCLDFB-N | Y
ESTSINM | Power | EBattery | EBattery-Industry | Industry Non-metallic Minerals - Li ion battery | 0.0172 | 0.01958 | 0.06477 | 0.23189 | 12 | REGION1 | ETCLEARNO-E | Y
ESTSIOT | Power | EBattery | EBattery-Industry | Industry Other - Li ion battery | 0.0172 | 0.01958 | 0.06477 | 0.23189 | 12 | REGION1 | ETCLECAMD-E | Y
ESTSIPP | Power | EBattery | EBattery-Industry | Industry Pulp and Paper - Li ion battery | 0.0172 | 0.01958 | 0.06477 | 0.23189 | 12 | REGION1 | ETCLEDUVH-E | Y
ESTSRES | Power | EBattery | EBattery-Residential | Residential - Li ion battery | 0.0172 | 0.01958 | 0.06477 | 0.23189 | 13 | REGION1 | ETCLEGROO-E | Y
ESTSUTL | Power | EBattery | EBattery-Utility | Utility storage - Li ion battery | 0.0172 | 0.01958 | 0.06477 | 0.23189 | 14 | REGION1 | ETCLEHEND-E | Y
ETCLDFB-N | Power | ECoal | ECoal_CB | Fluidised Bed Combustion Coal | 0.0172 | 0.01958 | 0.06477 | 0.23189 | 15 | REGION1 | ETCLEKELB-E | Y
ETCLEARNO-E | Power | ECoal | ECoal_CB | ARNOT | 0.0172 | 0.01958 | 0.06477 | 0.23189 | 15 | REGION1 | ETCLEKEND-E | Y
ETCLECAMD-E | Power | ECoal | ECoal_CB | CAMDEN | 0.0172 | 0.01958 | 0.06477 | 0.23189 | 15 | REGION1 | ETCLEKOMA-E | Y
ETCLEDUVH-E | Power | ECoal | ECoal_CB | DUVHA | 0.0172 | 0.01958 | 0.06477 | 0.23189 | 15 | REGION1 | ETCLEKRIE-E | Y
ETCLEGROO-E | Power | ECoal | ECoal_CB | GROOTVLEI | 0.0172 | 0.01958 | 0.06477 | 0.23189 | 15 | REGION1 | ETCLEKUSI-N | Y
ETCLEHEND-E | Power | ECoal | ECoal_CB | HENDRINA | 0.0172 | 0.01958 | 0.06477 | 0.23189 | 15 | REGION1 | ETCLELETH-E | Y
ETCLEKELB-E | Power | ECoal | ECoal_CB | KELVIN B | 0.0172 | 0.01958 | 0.06477 | 0.23189 | 15 | REGION1 | ETCLEMAJD-E | Y
ETCLEKEND-E | Power | ECoal | ECoal_CB | KENDAL | 0.0172 | 0.01958 | 0.06477 | 0.23189 | 15 | REGION1 | ETCLEMAJW-E | Y
ETCLEKOMA-E | Power | ECoal | ECoal_CB | KOMATI | 0.0172 | 0.01958 | 0.06477 | 0.23189 | 15 | REGION1 | ETCLEMATI-E | Y
ETCLEKRIE-E | Power | ECoal | ECoal_CB | KRIEL | 0.0172 | 0.01958 | 0.06477 | 0.23189 | 15 | REGION1 | ETCLEMATL-E | Y
ETCLEKUSI-N | Power | ECoal | ECoal_CB | KUSILE | 0.0172 | 0.01958 | 0.06477 | 0.23189 | 15 | REGION1 | ETCLEMEDU-N | Y
ETCLELETH-E | Power | ECoal | ECoal_CB | LETHABO | 0.0172 | 0.01958 | 0.06477 | 0.23189 | 15 | REGION1 | ETCLEPFSI-E | Y
ETCLEMAJD-E | Power | ECoal | ECoal_CB | MAJUBA DRY | 0.0172 | 0.01958 | 0.06477 | 0.23189 | 15 | REGION1 | ETCLEPFSS-E | Y
ETCLEMAJW-E | Power | ECoal | ECoal_CB | MAJUBA WET | 0.0172 | 0.01958 | 0.06477 | 0.23189 | 15 | REGION1 | ETCLETUTU-E | Y
ETCLEMATI-E | Power | ECoal | ECoal_CB | MATIMBA | 0.0172 | 0.01958 | 0.06477 | 0.23189 | 15 | REGION1 | ETCLEWATE-N | Y
ETCLEMATL-E | Power | ECoal | ECoal_CB | MATLA | 0.0172 | 0.01958 | 0.06477 | 0.23189 | 15 | REGION1 | ETGASENSI-N | Y
ETCLEMEDU-N | Power | ECoal | ECoal_WB | MEDUPI | 0.0172 | 0.01958 | 0.06477 | 0.23189 | 16 | REGION1 | ETGASENSS-N | Y
ETCLETUTU-E | Power | ECoal | ECoal_CB | TUTUKA | 0.0172 | 0.01958 | 0.06477 | 0.23189 | 15 | REGION1 | ETGICCC-N | Y
ETCLEWATE-N | Power | ECoal | ECoal_WB | Generic Waterberg Coal Plant | 0.0172 | 0.01958 | 0.06477 | 0.23189 | 16 | REGION1 | ETGICEN-N | Y
ETGICCC-N | Power | EGas | EGas | Combined Cycle Gas Turbine - LNG | 0.0172 | 0.01958 | 0.06477 | 0.23189 | 17 | REGION1 | ETGICGT-N | Y
ETGICEN-N | Power | EGas | EGas | Gas Engines - LNG | 0.0172 | 0.01958 | 0.06477 | 0.23189 | 17 | REGION1 | ETNUC-E | Y
ETGICGT-N | Power | EGas | EGas | Open Cycle Gas Turbine - LNG | 0.0172 | 0.01958 | 0.06477 | 0.23189 | 17 | REGION1 | ETNUC-N | Y
ETNUC-E | Power | ENuclear | ENuclear | Nuclear Existing | 0.03328 | 0.03788 | 0.12533 | 0.44868 | 18 | REGION1 | ETODSGT-E | Y
ETNUC-N | Power | ENuclear | ENuclear | Nuclear Mid | 0.03328 | 0.03788 | 0.12533 | 0.44868 | 18 | REGION1 | ETODSGT-N | Y
ETODSGT-E | Power | EOil | EOil | OCGT liquid fuels Existing | 0.0172 | 0.01958 | 0.06477 | 0.23189 | 19 | REGION1 | ETRANSDUM | Y
ETODSGT-N | Power | EOil | EOil | DOE Peakers | 0.0172 | 0.01958 | 0.06477 | 0.23189 | 19 | REGION1 | EPTSTO-E | Y
ETRANSDUM | Power | ETrans | ETrans | dummy tech tracking investment costs | 0.01474 | 0.01678 | 0.05551 | 0.19873 | 21 | REGION1 | EPTSTO-N | Y
XAGRELC | Power | EDist | EDist Agriculture | Agriculatural Electricity | 0.03199 | 0.0364 | 0.12044 | 0.43119 | 24 | REGION1 | ESTSUTL | Y
XCOMELC | Power | EDist | EDist Commercial | Commercial Electricity | 0.02897 | 0.03297 | 0.1091 | 0.39057 | 26 | REGION1 | ETRANS | Y
XICPELC | Power | EDist | EDist Industry | Industrial CP-Electricity | 0.02656 | 0.03023 | 0.10003 | 0.35812 | 25 | REGION1 | PEXELC | Y
XIFAELC | Power | EDist | EDist Industry | Industrial FA-Electricity | 0.02656 | 0.03023 | 0.10003 | 0.35812 | 25
XIFBELC | Power | EDist | EDist Industry | Industrial FB-Electricity | 0.02656 | 0.03023 | 0.10003 | 0.35812 | 25
XIISELC | Power | EDist | EDist Industry | Industrial IS-Electricity | 0.02656 | 0.03023 | 0.10003 | 0.35812 | 25
XIMIELC | Power | EDist | EDist Industry | Industrial MI-Electricity | 0.02656 | 0.03023 | 0.10003 | 0.35812 | 25
XINFELC | Power | EDist | EDist Industry | Industrial NF-Electricity | 0.02656 | 0.03023 | 0.10003 | 0.35812 | 25
XINMELC | Power | EDist | EDist Industry | Industrial NM-Electricity | 0.02656 | 0.03023 | 0.10003 | 0.35812 | 25
XIOTELC | Power | EDist | EDist Industry | Industrial OT-Electricity | 0.02656 | 0.03023 | 0.10003 | 0.35812 | 25
XIPPELC | Power | EDist | EDist Industry | Industrial PP-Electricity | 0.02656 | 0.03023 | 0.10003 | 0.35812 | 25
XRESELC | Power | EDist | EDist Residential | Residential Electricity | 0.16136 | 0.18363 | 0.60759 | 2.1752 | 23
XTRAELC | Power | EDist | Edist Transport | Transport Electricity | 0.02652 | 0.03018 | 0.09985 | 0.35747 | 27
XUPSELC | Power | EDist | EDist Industry | Supply Sector Electricity | 0.02656 | 0.03023 | 0.10003 | 0.35812 | 25

## Lab.Calcs.Assumptions
| Coefficient | [5 empty] | Check | 110.019 | 112.75 | 173.194 | 395.772
Subsubsector | flab-p | flab-m | flab-s | flab-t | Total | Capacity | Total | flab-p | flab-m | flab-s | flab-t | Total wage bill | FOM | FOM R/kW | FOM model
Power Sector shares | 0.051588 | 0.05871 | 0.19425 | 0.69545 | 000 empl./GW | GW | 000
EPumpStorage | 0.0172 | 0.01958 | 0.06477 | 0.23189 | 0.33344 | 1.58 | 0.52684 | 2.9899 | 3.4881 | 17.7241 | 145.0054 | 169.2074 |  | 107.0933 | 3.9
EBiomass | 0.0172 | 0.01958 | 0.06477 | 0.23189 | 0.33344 | 0 | 0 | 0 | 0 | 0 | 0 | 0 |  | 107.0933
EHydro | 0.0172 | 0.01958 | 0.06477 | 0.23189 | 0.33344 | 0.67 | 0.22341 | 1.2679 | 1.4791 | 7.5159 | 61.4896 | 71.7525 |  | 107.0933 | 36
EImports | 0 | 0 | 0 | 0 | 0 | 1.5 | 0 | 0 | 0 | 0 | 0 | 0 |  | 0
EPV_Grid | 0.01941 | 0.02209 | 0.07309 | 0.26167 | 0.37626 | 0 | 0 | 0 | 0 | 0 | 0 | 0 |  | 120.8465 | 256
EPV_RfTpIND | 0.01941 | 0.02209 | 0.07309 | 0.26167 | 0.37626 | 0 | 0 | 0 | 0 | 0 | 0 | 0 |  | 120.8465 | 299
EPV_RfTpCOM | 0.01941 | 0.02209 | 0.07309 | 0.26167 | 0.37626 | 0 | 0 | 0 | 0 | 0 | 0 | 0 |  | 120.8465 | 299
EPV_RfTpRES | 0.01941 | 0.02209 | 0.07309 | 0.26167 | 0.37626 | 0 | 0 | 0 | 0 | 0 | 0 | 0 |  | 120.8465 | 299
ECSP | 0.02377 | 0.02705 | 0.08949 | 0.3204 | 0.4607 | 0 | 0 | 0 | 0 | 0 | 0 | 0 |  | 147.9695 | 869
EWind | 0.01605 | 0.01826 | 0.06043 | 0.21634 | 0.31108 | 0 | 0 | 0 | 0 | 0 | 0 | 0 |  | 99.912 | 554
EBattery-Commerce | 0.0172 | 0.01958 | 0.06477 | 0.23189 | 0.33344 | 0 | 0 | 0 | 0 | 0 | 0 | 0 |  | 107.0933
EBattery-Industry | 0.0172 | 0.01958 | 0.06477 | 0.23189 | 0.33344 | 0 | 0 | 0 | 0 | 0 | 0 | 0 |  | 107.0933
EBattery-Residential | 0.0172 | 0.01958 | 0.06477 | 0.23189 | 0.33344 | 0 | 0 | 0 | 0 | 0 | 0 | 0 |  | 107.0933
EBattery-Utility | 0.0172 | 0.01958 | 0.06477 | 0.23189 | 0.33344 | 0 | 0 | 0 | 0 | 0 | 0 | 0 |  | 107.0933
ECoal_CB | 0.0172 | 0.01958 | 0.06477 | 0.23189 | 0.33344 | 33.2 | 11.0704 | 62.8252 | 73.2938 | 372.4301 | 3046.9489 | 3555.4981 |  | 107.0933 | 336
ECoal_WB | 0.0172 | 0.01958 | 0.06477 | 0.23189 | 0.33344 | 3.72 | 1.2404 | 7.0395 | 8.2124 | 41.7301 | 341.4051 | 398.3871 |  | 107.0933 | 336
EGas | 0.0172 | 0.01958 | 0.06477 | 0.23189 | 0.33344 | 0.42 | 0.14005 | 0.79478 | 0.92721 | 4.7115 | 38.5457 | 44.9792 |  | 107.0933 | 150
ENuclear | 0.03328 | 0.03788 | 0.12533 | 0.44868 | 0.64516 | 1.86 | 1.2 | 6.8103 | 7.944 | 40.3739 | 330.2895 | 385.4176 |  | 207.2138 | 885
EOil | 0.0172 | 0.01958 | 0.06477 | 0.23189 | 0.33344 | 2.46 | 0.82027 | 4.6551 | 5.4308 | 27.5957 | 225.7679 | 263.4496 |  | 107.0933 | 58
Total Generation | [5 empty] | 43.91 | 15.2213 |  |  |  |  | 4888.6916 |  | 0
Etrans | 0.01474 | 0.01678 | 0.05551 | 0.19873 | 0.28576 | 34.2 | 9.773 | 55.4615 | 64.7045 | 328.7988 | 2689.8905 | 3138.8553 |  | 91.7794 | 26
Edist | 0 | 0 | 0 | 0 |  |  | 47.2813 |  |  |  |  | 15185.7044 |  | 0
EDist Residential | 0.16136 | 0.18363 | 0.60759 | 2.1752 | 3.1278 | 10.6821 | 33.4115 | 189.6358 | 221.1652 | 1124.0875 | 9196.1256 | 10731.014 |  | 1004.5791 | 1466
EDist Agriculture | 0.03199 | 0.0364 | 0.12044 | 0.43119 | 0.62002 | 0.912 | 0.56546 | 3.2098 | 3.7429 | 19.0239 | 155.6355 | 181.6121 |  | 199.136 | 1466
EDist Industry | 0.02656 | 0.03023 | 0.10003 | 0.35812 | 0.51494 | 18.7765 | 9.6689 | 54.8669 | 63.9984 | 325.2953 | 2661.266 | 3105.4266 |  | 165.389 | 348
EDist Commercial | 0.02897 | 0.03297 | 0.1091 | 0.39057 | 0.56161 | 6.0609 | 3.4039 | 19.3176 | 22.5306 | 114.5235 | 936.8737 | 1093.2455 |  | 180.3768 | 733
Edist Transport | 0.02652 | 0.03018 | 0.09985 | 0.35747 | 0.51401 | 0.4507 | 0.23167 | 1.315 | 1.5336 | 7.7941 | 63.7635 | 74.4063 |  | 165.0905 | 733
Total | 3.7283 | 4.2435 | 14.0398 | 50.2638 |  |  | 72.2757 |  |  |  |  | 23213.2512
Target Total | [6 empty] | 72.316 |  |  |  |  | 23198
Table 7.1 from Tobias's book.
Summary Table for report
[16 empty] | Employment ('000) | Capacity (GW) | Empl.Intensity (000 empl./GW)
[15 empty] | Total Generation | 15.2213 | 43.91 | 0.34665
Satimviz subsubsector | Capacity GW | [13 empty] | Nuclear | 1.2 | 1.86 | 0.64516
ECoal_CB | 33.2 | [13 empty] | Other | 14.0213 | 42.05 | 0.33344
ECoal_WB | 3.72 | [13 empty] | Toral Transmission & other corporate | 9.773 | 34.2 | 0.28576
EGas | 0.42 | [13 empty] | Total Distribution | 47.2813 | 36.8822 | 1.282
EHydro | 0.67 | [13 empty] | Dist.Residential | 33.4115 | 10.6821 | 3.1278
EImports | 1.5 | [13 empty] | Dist.Commerce | 3.4039 | 6.0609 | 0.56161
ENuclear | 1.86 | [13 empty] | Dist.Industry | 9.6689 | 18.7765 | 0.51494
EOil | 2.46 | [13 empty] | Dist.Other | 0.79712 | 1.3627 | 0.58496
EPumpStorage | 1.58 | [13 empty] | Total Electricity Sector | 72.2757
[5 empty] | BWR | Tech | O&M job years | MW | O&M job years /GW | Life | Annual O&M Jobs/GW | Capacity Factor | Annual TWh | Annual Jobs/TWh | Cumul TWh | Job years/TWh |  |  |  |  | Plant | O&M Jobs | MW | Annual O&M Jobs/GW | Capacity Factor | TWh | Jobs/TWh | Job years/GW
[5 empty] | 1 | PV | 6117 | 632 | 9678.7975 | 25 | 387.1519 | 28% | 1.5502 | 157.8408 | 38.7542 | 157.8408 |  | 1 | Arnot | 1 | Arnot | 677 | 2220 | 304.955 | 75% | 14.5854 | 46.4163
[5 empty] | 2 | PV | 3809 | 417 | 9134.2926 | 25 | 365.3717 | 28% | 1.0228 | 148.9611 | 25.5704 | 148.9611 |  | 1 | 677 | 2 | Camden | 324 | 1520 | 213.1579 | 75% | 9.9864 | 32.4441
[5 empty] | 3 | PV | 7513 | 435 | 17271.2644 | 25 | 690.8506 | 28% | 1.067 | 281.6579 | 26.6742 | 281.6579 |  | 2 | Camden | 3 | Duvha | 696 | 3480 | 200 | 75% | 22.8636 | 30.4414
[5 empty] | 1 | Wind | 2461 | 634 | 3881.7035 | 20 | 194.0852 | 36.37% | 2.0199 | 60.9179 | 40.3986 | 60.9179 |  | 2 | 324 | 4 | Grootvlei | 427 | 1080 | 395.3704 | 75% | 7.0956 | 60.1781
[5 empty] | 2 | Wind | 2238 | 563 | 3975.1332 | 20 | 198.7567 | 36.37% | 1.7937 | 62.3842 | 35.8745 | 62.3842 |  | 3 | Duvha | 5 | Hendrina | 644 | 1900 | 338.9474 | 75% | 12.483 | 51.5902
[5 empty] | 3 | Wind | 8506 | 787 | 10808.1321 | 20 | 540.4066 | 36.37% | 2.5074 | 169.6185 | 50.1478 | 169.6185 |  | 3 | 696 | 6 | Kendal | 668 | 3840 | 173.9583 | 75% | 25.2288 | 26.4777
[5 empty] | 1 | CSP | 1382 | 150 | 9213.3333 | 30 | 307.1111 | 40% | 0.5256 | 87.6459 | 15.768 | 87.6459 |  | 4 | Grootvlei | 7 | Komati | 331 | 900 | 367.7778 | 75% | 5.913 | 55.9784
[5 empty] | 2 | CSP | 1180 | 50 | 23600 | 30 | 786.6667 | 40% | 0.1752 | 224.5053 | 5.256 | 224.5053 |  | 4 | 427 | 8 | Kriel | 701 | 2880 | 243.4028 | 75% | 18.9216 | 37.0476
[5 empty] | 3 | CSP | 1730 | 200 | 8650 | 30 | 288.3333 | 40% | 0.7008 | 82.2869 | 21.024 | 82.2869 |  | 5 | Hendrina | 10 | Lethabo | 628 | 3540 | 177.4011 | 75% | 23.2578 | 27.0017
[18 empty] | 5 | 644 | 11 | Majuba | 508 | 3840 | 132.2917 | 75% | 25.2288 | 20.1357
[6 empty] | PV average (round 1-2) |  |  | 9406.545 |  | 376.2618 |  |  | 153.4009 |  |  |  | 6 | Kendal | 12 | Matimba | 476 | 3720 | 127.957 | 75% | 24.4404 | 19.4759
[6 empty] | Wind average (round 1-3) |  |  | 6221.6563 |  | 311.0828 |  |  | 97.6402 |  |  |  | 6 | 668 | 13 | Matla | 659 | 3480 | 189.3678 | 75% | 22.8636 | 28.8231
[6 empty] | CSP average (round 1-3) |  |  | 13821.1111 |  | 460.7037 |  |  | 131.4794 |  |  |  | 7 | Komati | 15 | Tutuka | 649 | 3540 | 183.3333 | 75% | 23.2578 | 27.9046
[18 empty] | 7 | 331 |  | Average Coal |  |  | 205.5648 |  |  | 31.2884
[5 empty] | Summary | [12 empty] | 8 | Kriel | [9 empty] | http://www.eskom.co.za/Whatweredoing/ElectricityGeneration/KoebergNuclearPowerStation/TheKoebergExperience/Pages/The_Koeberg_Experience.aspx
[6 empty] | jobs/TWh |  |  |  | jobs/GW | [7 empty] | 8 | 701 |  | Koeberg | 1200 | 1860 | 645.1613 | 80% | 13.0349 | 92.0607
[6 empty] | PV | Wind | Coal | Nuclear | PV | Wind | Coal | Nuclear |  |  |  |  | 9 | Kusile
[5 empty] | REIPPP round 1,2 | 153.4009 | 61.651 |  |  | 376.2618 | 196.4209 | [6 empty] | 9 | 247
[5 empty] | REIPPP round 3 | 281.6579 | 169.6185 |  |  | 690.8506 | 540.4066 | [6 empty] | 10 | Lethabo | [9 empty] | http://www.energy.gov.za/files/IEP/2016/IEP-AnnexureB-Macroeconomic-Assumptions.pdf
[5 empty] | McKinsey/IEP | 107 | 127 | 28 | 60 | 262.4496 | 404.6235 | 183.96 | 420.48 |  |  |  |  | 10 | 628
[5 empty] | EIA_2017 | 43.793 | 21.5225 |  |  | 107.4156 | 68.5709 | [6 empty] | 11 | Majuba |  |  |  | GW | Employees | jobs/GW/yr |  | jobs/TWh
[5 empty] | Eskom |  |  | 35.6858 | 92.0607 |  |  | 205.5648 | 645.1613 |  |  |  |  | 11 | 508 |  | Ecoal (Eskom only) |  | 35.84 | 7388 | 206.1384 | This seems too low
[5 empty] | This Study | 153.4009 | 97.6402 | 50.7526 | 92.0607 | 376.2618 | 311.0828 | 333.4443 | 645.1613 |  |  |  |  | 12 | Matimba |  | EHydro |  | 0.67 |  | 0
[18 empty] | 12 | 476 |  | ENuclear |  | 1.86 | 1200 | 645.1613
[18 empty] | 13 | Matla |  | EOil |  | 2.46 |  | 0
[18 empty] | 13 | 659 |  | EPumpStorage |  | 1.58 |  | 0
[18 empty] | 14 | Medupi |  |  |  | 42.41
[18 empty] | 14 | 293 |  |  |  | GW | jobs
[18 empty] | 15 | Tutuka |  | Total Gx |  | 43.91 | 15221.3333
[18 empty] | 15 | 649 |  | Balancing Nuclear with average |  | 42.05 | 14021.3333 | 333.4443 | Will use this | 50.7526
From SAM
|  |  |  | Total employed in electricity sector: | [13 empty] | CAMDEN | 1520
[7 empty] | 2012 | [10 empty] | GROOTVLEI | 360
|  |  |  | flab-p | nat | base | 3.7306 | [10 empty] | KOMATI | 200
|  |  |  | flab-m | nat | base | 4.2457 | [10 empty] | ARNOT | 2220
|  |  |  | flab-s | nat | base | 14.0477 | [10 empty] | DUVHA | 3480
|  |  |  | flab-t | nat | base | 50.2919 | [10 empty] | HENDRINA | 1900
[18 empty] | KENDAL | 3840
|  |  |  | Total |  |  | 72.316 | [10 empty] | KRIEL | 2880
|  |  |  | Total Employed at Eskom |  |  | 44 | [10 empty] | LETHABO | 3540
|  |  |  | Munics |  |  | 28.316 | [10 empty] | MAJUBA DRY | 1830
|  |  |  | Eskom Distribution |  |  | 28.316 | [10 empty] | MAJUBA WET | 2010
[18 empty] | MATIMBA | 3720
|  |  |  | Eskom (Gx+ Other) |  |  | 15.684 | [10 empty] | MATLA | 3480
|  |  |  | Generation |  |  | 8.588 | [10 empty] | TUTUKA | 3540
|  |  |  | Other (Tx+Head office) |  |  | 7.096 | [10 empty] | KELVIN A | 50
[18 empty] | KELVIN B | 160
[18 empty] | PRETORIA WEST | 90
|  |  |  | From NERSA |  |  |  | Head Office/other | [9 empty] | ROOIWAL | 180
[5 empty] | Generation | Transmission | Tx+Other Corporate | Other corporate | Finance+HR | Eskom Rotek | New build | Distribution | Total |  |  |  |  | Sasol Infrachem | 150
|  |  |  | Eskom Optimal staffing vision in 2019 | 10.107 | 2.005 |  | 2.135 | 1.889 | 5.164 | 1.441 | 10.508 | 33.249 |  |  |  |  | Sasol SSF | 500
|  |  |  | Eskom 2012 | 12.42 | 1.67 |  | 7.83 |  |  |  | 22.08 | 44 |  |  |  |  | OCGT liquid fuels Existing | 180
|  |  |  | Munics 2012 | 1.08 |  |  | 3.716 |  |  |  | 23.48 | 28.276 |  |  |  |  | OCGT liquid fuels Existing | 1350
|  |  |  | Combined 2012 | 13.5 | 1.67 |  | 11.546 |  |  |  | 45.56 | 72.276 |  |  |  |  | OCGT liquid fuels Existing | 750
|  |  |  | This Study | 15.2213 |  | 9.773 |  |  |  |  | 47.2813 | 72.2757 |  |  |  |  | OCGT liquid fuels Existing | 180
[5 empty] | 21.06% |  | 65.42% |  |  |  |  | 13.52% | [5 empty] | Hydro Existing Region | 1500
|  |  |  | Model 2050 |  |  | 40.9914
|  |  |  | Transmission Capacity |  | GW | 34.2 | [10 empty] | Hydro existing South Africa | 65
|  |  |  | Empl. (Tx only) |  | 000 empl./GW | 0.04883 | [10 empty] | Hydro existing South Africa | 360
|  |  |  | Empl. (Tx+HQ) |  |  | 0.28576 | [10 empty] | Hydro existing South Africa | 240
[18 empty] | Nuclear Existing | 1860
Distribution Details
|  |  |  | Customer Category | Total Customers (million)
|  |  |  | Domestic | 31.0056
|  |  |  | Agriculture | 0.10855
|  |  |  | Mining | 0.001125
|  |  |  | Manufacturing/industrial | 0.031539
|  |  |  | Commercial | 0.32747
|  |  |  | Transport | 0.000616
|  |  |  | General | 0.012408
|  |  |  | Redistributors | 0.00103
|  |  |  | Total | 31.4884
[5 empty] | Weighting | 0.6 |  | 0.4
|  |  |  | Satim sub-Sectors | BY Customers (m) | Share | BY Capacity (GW) | Share | weighted Share | Employment | 2012 Employment '000 empl./GW | If Include Eskom vision
|  |  |  | EDist Residential | 31.0056 | 98.47% | 10.6821 | 28.96% | 70.67% | 33.4115 | 3.1278 | 25.2341 | 2.3623
|  |  |  | EDist Agriculture | 0.10855 | 0.3447% | 0.912 | 2.473% | 1.196% | 0.56546 | 0.62002 | 0.42706 | 0.46827
|  |  |  | EDist Industry | 0.045072 | 0.1431% | 18.7765 | 50.91% | 20.45% | 9.6689 | 0.51494 | 7.3024 | 0.38891
|  |  |  | EDist Commercial | 0.3285 | 1.043% | 6.0609 | 16.43% | 7.199% | 3.4039 | 0.56161 | 2.5708 | 0.42416
|  |  |  | Edist Transport | 0.000616 | 0.001956% | 0.4507 | 1.222% | 0.49% | 0.23167 | 0.51401 | 0.17497 | 0.38821
|  |  |  | Total | 31.4884 |  | 36.8822 |  |  | 47.2813 |  | 35.7093
Note on H104: Bruno: includes head office. Rotek split into 3.

## SAM
| aagri | afore | afish | acoal | agold | amore | amine | acoil | angas | ahydr | afood | abevt | atext | aclth | aleat | afoot | awood | apapr | aprnt | apetr | abchm | aochm | arubb | aplas | aglas | anmet | airon | anfrm | ametp | amach | aemch | asequ | avehi | atequ | afurn | aoman | aelec | awatr | acons | atrad | ahotl | awtrp | aatrp | atrps | altrp-p | altrp-f | acomm | afsrv | absrv | agsrv | aosrv | cagri | cfore | cfish | ccoal-low | ccoal-hgh | cmore | cmine | ccoil | cngas | chydr | cfood | cbevt | ctext | cclth | cleat | cfoot | cwood | cpapr | cprnt | cpetr_p | cpetr_d | cpetr_o | cbchm | cochm | crubb | cplas | cglas | cnmet | ciron | cnfrm | cmetp | cmach | cemch | csequ | cvehi | ctequ | cfurn | coman | celec | cwatr | ccons | ctrad | chotl | cptrp-l | cftrp-l | cptrp-o | cftrp-o | ctrps | ccomm | cfsrv | cbsrv | cgsrv | cosrv | cimpt | trc | flab-p | flab-m | flab-s | flab-t | fcap | fegy | ent-n | ent-e | hhd-0 | hhd-1 | hhd-2 | hhd-3 | hhd-4 | hhd-5 | hhd-6 | hhd-7 | hhd-8 | hhd-91 | hhd-92 | hhd-93 | hhd-94 | hhd-95 | gov | atax | dtax | mtax | stax | utax | utax-cl | utax-ch | s-i | s-e | dstk | row | total
aagri | [51 empty] | 158068.4304 | [88 empty] | 158068.4304
afore | [52 empty] | 17544.3648 | [87 empty] | 17544.3648
afish | [53 empty] | 4528.0377 | [86 empty] | 4528.0377
acoal | [54 empty] | 37700.0145 | 54595.8156 | 6800.5681 | 8328.3632 | [82 empty] | 107424.7613
agold | [56 empty] | 75527.9855 | 5328.4482 | [82 empty] | 80856.4338
amore | [56 empty] | 205995.5029 | 20022.2923 | [82 empty] | 226017.7953
amine | [56 empty] | 1157.5917 | 57434.72 | [82 empty] | 58592.3117
acoil | [58 empty] | 3874.0706 | [81 empty] | 3874.0706
angas | [59 empty] | 4646.752 | [80 empty] | 4646.752
ahydr | [60 empty] | 1 | [79 empty] | 1
afood | [61 empty] | 265777.3538 | [78 empty] | 265777.3538
abevt | [62 empty] | 83271.309 | [77 empty] | 83271.309
atext | [63 empty] | 27058.6393 | [76 empty] | 27058.6393
aclth | [64 empty] | 43502.8834 | [75 empty] | 43502.8834
aleat | [65 empty] | 8783.8423 | [74 empty] | 8783.8423
afoot | [66 empty] | 8710.712 | [73 empty] | 8710.712
awood | [67 empty] | 44160.0745 | [72 empty] | 44160.0745
apapr | [68 empty] | 75485.2879 | [71 empty] | 75485.2879
aprnt | [69 empty] | 41840.7684 | [70 empty] | 41840.7684
apetr | [70 empty] | 66798.9472 | 62229.5732 | 14431.0757 | [67 empty] | 143459.596
abchm | [73 empty] | 119797.8796 | [66 empty] | 119797.8796
aochm | [74 empty] | 118993.6132 | [65 empty] | 118993.6132
arubb | [75 empty] | 16407.1474 | [64 empty] | 16407.1474
aplas | [76 empty] | 38482.9327 | [63 empty] | 38482.9327
aglas | [77 empty] | 12175.1244 | [62 empty] | 12175.1244
anmet | [78 empty] | 43034.0268 | [61 empty] | 43034.0268
airon | [79 empty] | 139745.0992 | [60 empty] | 139745.0992
anfrm | [80 empty] | 58378.0834 | [59 empty] | 58378.0834
ametp | [81 empty] | 86497.117 | [58 empty] | 86497.117
amach | [82 empty] | 91469.0366 | [57 empty] | 91469.0366
aemch | [83 empty] | 53698.9175 | [56 empty] | 53698.9175
asequ | [84 empty] | 36473.6911 | [55 empty] | 36473.6911
avehi | [85 empty] | 179750.3135 | [54 empty] | 179750.3135
atequ | [86 empty] | 19232.4157 | [53 empty] | 19232.4157
afurn | [87 empty] | 19730.9959 | [52 empty] | 19730.9959
aoman | [88 empty] | 49317.2603 | [51 empty] | 49317.2603
aelec | [89 empty] | 141552.7617 | [50 empty] | 141552.7617
awatr | [90 empty] | 50240.6432 | [49 empty] | 50240.6432
acons | [91 empty] | 372366.4062 | [48 empty] | 372366.4062
atrad | [92 empty] | 702232.0495 | [47 empty] | 702232.0495
ahotl | [93 empty] | 79471.1221 | [46 empty] | 79471.1221
awtrp | [96 empty] | 1.0075 | 2408.4689 | [42 empty] | 2409.4764
aatrp | [96 empty] | 26558.8253 | 6352.6184 | [42 empty] | 32911.4437
atrps | [98 empty] | 59348.0088 | [41 empty] | 59348.0088
altrp-p | [94 empty] | 124177.475 | [45 empty] | 124177.475
altrp-f | [95 empty] | 388513.5336 | [44 empty] | 388513.5336
acomm | [99 empty] | 173682.6821 | [40 empty] | 173682.6821
afsrv | [100 empty] | 542473.2902 | [39 empty] | 542473.2902
absrv | [101 empty] | 958314.0362 | [38 empty] | 958314.0362
agsrv | [102 empty] | 728487.0909 | [37 empty] | 728487.0909
aosrv | [103 empty] | 615574.1494 | [36 empty] | 615574.1494
cagri | 4873.0525 | 516.4924 | 53.6241 | 11.5051 | 1.2098 | 3.851 | 3.674 | 0.24245 | 0.29081 | 0.00084247 | 67143.4893 | 9550.3817 | 4935.6507 | 38.0746 | 3907.4486 | 846.8229 | 26.2075 | 128.9299 | 64.6474 | 112.9668 | 100.9267 | 664.4378 | 925.1602 | 10.2719 | 14.4406 | 59.6351 | 10.5234 | 76.3723 | 53.894 | 134.4267 | 86.1143 | 12.279 | 114.9889 | 60.192 | 24.6387 | 1540.4332 | 20.5037 |  | 2270.209 | 28.447 | 338.4422 | 0.033918 | 0.44395 | 0.39271 | 0.46332 | 1.4496 | 2.3389 |  | 163.7014 | 251.7342 | 3757.6832 | [63 empty] | 5149.7561 | 6412.2468 | 7179.2137 | 7530.358 | 6911.5527 | 7586.8894 | 6625.4026 | 6035.4471 | 7104.76 | 1650.8515 | 1574.51 | 1725.9653 | 8564.7507 | 3261.0285 | [10 empty] | -3225.7776 | 22873.751 | 199903.846
cfore | [16 empty] | 5300.333 | 7049.7814 | 63.2304 |  |  | 24.1006 | 20.9368 | [11 empty] | 286.0753 | 16.1423 | [14 empty] | 35.6324 | [63 empty] | 846.0679 | 1291.9227 | 910.8321 | 847.2917 | 590.8733 | 660.1521 | 443.0325 | 83.8343 | 293.4649 | 53.7179 | 31.8761 | 20.0832 | 66.7946 | 256.8904 | [10 empty] | 261.1678 | 388.5787 | 19842.8125
cfish | [10 empty] | 3108.3256 | [24 empty] | 117.5364 | 5.6411 |  |  |  | 204.1414 | 0.089877 | 1.1764 | 1.0406 | 1.2277 | 3.8412 | 6.1977 |  | 35.2373 | 113.1045 | 418.2351 | [63 empty] | 27.1676 | 46.7716 | 26.2273 | 57.2799 | 17.0291 | 92.5671 | 21.4967 | 37.4232 | 166.5126 | 43.8978 | 38.9939 | 51.6369 | 588.0738 | 49.7754 | [10 empty] | 168.1125 | 1083.6672 | 6532.4277
ccoal-low |  |  |  | 1061.9495 | [5 empty] | 0.0024919 | [9 empty] | 7876.8156 | 298.5282 | 86.0003 | 56.9121 | 10.2215 | [12 empty] | 28309.5847 | [103 empty] | 37700.0145
ccoal-hgh | 22.0021 |  |  |  | 399.5076 | 2738.6235 | 401.5646 | 28.5065 | 34.1921 |  | 655.1849 | 119.9424 | 958.7577 | 260.6664 | 16.6575 | 4.8351 | 637.186 | 913.6809 | 98.3152 | [5 empty] | 25.3819 | 1693.7535 | 2875.6522 | 35.3817 | 47.0564 | 112.9474 | 61.9366 | 15.6435 | 14.051 | 18.5759 | 105.3648 | 45.1227 |  | 232.3224 |  |  | 9.0267 |  |  | 23.1517 |  |  | 19.4535 |  | 29.4102 | 107.5997 | 25.9158 | [63 empty] | 11.9092 | 20.1241 | 53.6571 | 48.9774 | 46.9979 | 116.9472 | 74.3391 | 20.1121 | 4.4543 |  |  |  | 6.4591 | 17.6298 | [11 empty] | 48585.1615 | 61794.1393
cmore | [6 empty] | 0.16764 | 0.011062 | 0.013269 | [7 empty] | 10.1391 |  | 0.3428 | 7.8662 | [5 empty] | 0.19349 | 31371.2019 | 8525.261 | 1957.2795 | 1699.4876 | 1860.9467 | 491.8251 | 2785.3202 | 239.596 |  | 204.5827 | [12 empty] | 991.8345 |  | 6.4501 | [87 empty] | 1657.6412 | 242693.7613 | 294503.9212
cmine | 3440.049 | 365.8167 | 37.1273 | 251.6279 | 92.246 | 635.6862 | 163.7585 | 10.8314 | 12.9917 | 0.056736 | 190.3046 | 0.079826 | 24.2272 |  |  |  | 572.6977 |  | 348.7851 | 2.6233e-08 | 6796.8305 | 3603.8 |  | 554.3246 | 1708.4691 | 14163.2746 | 165.937 |  |  | 517.1264 |  | 7.6299 | 131.9375 | 0.22744 | 4.9364 | 5446.2636 | 0.152 | 40.2427 | 12804.4889 |  | 33.8022 | 18.2717 | 239.1617 | 211.4477 | 249.6084 | 780.9488 | 1259.3893 |  | 1274.8643 | 2517.4258 | 7462.124 | [63 empty] | 34.829 | 58.8537 | 156.9221 | 143.2361 | 137.447 | 131.5339 | 83.6113 | 22.6207 | 12.7363 |  |  |  | 18.4685 | 50.4089 | [10 empty] | 1138.9734 | 51726.4098 | 119855.0215
ccoil | [19 empty] | 79901.886 | [120 empty] | 79901.886
cngas |  |  |  | 7.3324 | 2.688 | 18.5238 | 5.1615 | 0.31563 | 0.37858 | 0.010012 | 418.1286 | 0.17539 | 2.1437 |  |  |  | 50.6748 | 599.3718 | 30.862 | 7357.472 | 1199.4671 | 635.9787 |  | 97.8241 | 245.4276 | 2034.6044 | 2265.455 | 331.616 | 165.937 | 45.7576 |  | 0.67512 | 11.6744 | 0.020125 | 0.4368 | 481.9095 | 410.048 | 0.021632 | 1132.9978 |  | 0.01817 |  |  | 0.11366 |  |  | 0.67696 |  | 0.68528 | 1.3532 | 4.0111 | [88 empty] | 1.6955 | 17561.6434
chydr | [45 empty] | 1 | [94 empty] | 1
cfood | 9886.1109 | 1046.9189 | 109.671 | 3.2405 |  |  | 0.71061 | 0.046893 | 0.056246 | 0.011787 | 54794.7268 | 5996.753 | 27.7672 | 4.0558 | 271.4213 |  | 1.8768 | 331.1853 |  | 0.024616 | 1412.1073 | 3209.7683 |  | 0.098207 |  | 93.4247 |  |  |  | 15.8225 | [5 empty] | 1721.6012 | 219.1311 |  |  | 1702.6742 | 4484.4653 | 2.6595 | 34.8106 | 30.7929 | 36.3293 | 113.6632 | 183.3939 |  | 6846.3505 | 2969.8808 | 7458.5429 | [63 empty] | 16555.5243 | 20056.9847 | 22745.854 | 23895.2803 | 23699.5881 | 25424.8848 | 27220.7384 | 28393.3164 | 39134.7435 | 8636.1384 | 9189.6394 | 9537.3853 | 11025.031 | 13573.7951 | [10 empty] | 4885.773 | 28462.3649 | 415447.1358
cbevt |  |  |  | 510.884 | 31.4222 | 142.5122 | 153.0879 | 10.1023 | 12.1172 | 2.844e-05 | 509.8879 | 12545.4658 | [8 empty] | 3.4071 | 0.59932 | [13 empty] | 8.2669 |  |  |  |  | 16089.3671 | 48.5944 | 636.0403 | 562.6434 | 663.7527 | 2076.6803 | 3350.6341 |  | 3.587 | 1859.2816 | 8199.0356 | [63 empty] | 1946.5416 | 3293.7577 | 5118.441 | 6478.4476 | 8196.901 | 10491.8366 | 12636.751 | 14350.5852 | 22716.8092 | 4904.1755 | 5562.2308 | 5476.1745 | 8938.9297 | 9755.8486 | [10 empty] | 2472.7463 | 13913.7874 | 183671.3332
ctext | [9 empty] | 0.00016384 | 50.5715 | 394.8704 | 8368.2334 | 18257.5259 | 23.5926 | 382.6776 | 81.3308 | 47.7228 | 588.9969 | 39.7072 | 19.628 | 306.5863 | 1160.8812 | 142.0196 |  | 108.4045 |  |  | 175.2456 | 49.7478 | 11.6132 |  | 1434.924 | 14.9272 | 723.7611 | 396.1638 | [5 empty] | 0.055439 | 0.72564 | 0.64189 | 0.7573 | 2.3694 | 3.8229 | 3.0176 | 0.41094 | 26.841 | 942.1605 | [63 empty] | 5.2376 | 21.6155 | 49.3889 | 45.4779 | 69.7141 | 79.7261 | 54.8023 | 115.5278 | 189.4729 | 33.3517 | 50.0278 | 71.9781 | 124.4557 | 169.0114 | [10 empty] | 751.0867 | 1251.8628 | 36842.6715
cclth | 2028.0366 | 214.3092 | 22.7116 | 205.0701 | 114.8757 | 831.7005 | 183.4648 | 12.1069 | 14.5216 |  |  |  | 887.1286 | 2381.9724 | 59.4694 | 137.8218 |  | 842.7629 |  |  |  | 985.6336 |  | 18.9016 |  |  |  |  | 0.49837 | 109.1005 | 37.8331 | 136.0748 | 1373.1451 | 13.2308 | 55.2182 | 162.8552 | 40.7842 |  | 2565.6786 | 1535.4276 | 102.7284 | 12.0612 | 157.871 | 139.6505 | 164.7666 | 515.5045 | 831.7703 | 6.4808 | 256.0386 | 1063.2132 | 2609.3363 | [63 empty] | 2687.561 | 3690.4004 | 4661.5373 | 5496.2122 | 5975.2169 | 6754.9173 | 8298.2489 | 10318.1685 | 14249.1575 | 3352.9754 | 3271.6766 | 3344.9439 | 5208.8777 | 5540.4055 | [8 empty] | 20.8607 | 1.1112 | 25.7838 | 5675.8937 | 109403.7037
cleat |  |  |  | 79.3006 | 17.1351 | 132.8365 | 21.7387 | 1.4345 | 1.7207 |  |  |  | 69.9137 | 1101.7258 | 339.795 | 1963.1505 |  | 60.4691 | 2.2357 |  |  |  |  | 22.4907 | [8 empty] | 4579.8732 |  | 541.8085 | 43.134 | [12 empty] | 0.051445 | 94.5111 | 324.1338 | [63 empty] | 87.3549 | 131.863 | 147.7675 | 196.6943 | 223.2703 | 262.1799 | 293.5812 | 478.5155 | 658.7852 | 147.8948 | 265.8106 | 209.322 | 299.9749 | 356.9462 | [8 empty] | 0.025813 | 0.001375 | -228.695 | 1345.0071 | 14273.7581
cfoot |  |  |  | 62.71 | 115.8322 | 810.6529 | 146.1312 | 9.6432 | 11.5666 |  |  |  |  | 37.221 | 64.9869 | 1167.2682 | [19 empty] | 0.30523 |  | 19.9239 | 697.6704 | 286.3746 | [8 empty] | 0.3417 | 468.1136 | 924.737 | [63 empty] | 599.7285 | 848.8275 | 1076.5617 | 1356.85 | 1484.2537 | 1719.9506 | 2213.6402 | 2611.7769 | 3328.423 | 867.9381 | 761.2374 | 823.3467 | 1035.1555 | 953.9356 | [10 empty] | 186.5685 | 946.7545 | 25638.427
cwood | 1001.0613 | 74.7047 | 3.791 | 127.5079 | 131.8331 | 975.4923 | 790.4491 | 52.1618 | 62.5655 | 0.0087913 | 4112.4741 | 2845.9747 | 191.6266 | 76.2694 | 9.0408 | 61.2516 | 9836.5878 | 1893.643 | 94.8248 | 909.5007 | 1053.1835 | 2434.7149 | 16.4868 | 96.6415 | 92.342 | 656.5225 | 404.8062 | 55.9236 | 657.5264 | 239.5332 | 81.8509 | 123.6653 | 1217.85 | 171.8209 | 5395.6664 | 434.7325 | 313.7889 | 52.7949 | 4748.9946 | 2991.5143 | 91.652 | 13.6209 | 180.1134 | 251.4164 | 313.1429 | 979.7288 | 1226.7727 |  | 1085.4629 | 1021.843 | 3392.1173 | [63 empty] | 57.1101 | 57.627 | 68.5977 | 60.2119 | 57.9221 | 81.0414 | 69.0254 | 129.9122 | 251.607 | 78.2896 | 76.9053 | 71.0709 | 154.0512 | 202.3058 | [10 empty] | 278.4255 | 5029.9801 | 59771.082
cpapr | 61.5581 | 27.6709 | 6.3189 | 36.9463 | 29.0824 | 236.4655 | 59.3715 | 3.9179 | 4.6994 | 0.0021682 | 3625.6332 | 2467.6391 | 239.6035 | 139.2242 | 13.9012 | 104.5085 | 401.2723 | 21194.2736 | 12336.2441 | 161.7636 | 259.7404 | 3332.8267 | 19.0172 | 5126.78 | 42.5632 | 408.658 | 112.7503 | 93.5663 | 135.3647 | 226.8782 | 141.5574 | 81.8497 | 945.646 | 5.5059 | 163.9894 | 784.8224 | 102.0021 | 9.7429 | 562.838 | 19698.2124 | 64.5048 | 19.0487 | 264.0843 | 281.4445 | 340.4924 | 1065.297 | 1448.9317 | 215.2889 | 11850.7512 | 1394.8882 | 3808.2007 | [63 empty] | 258.8777 | 407.5416 | 543.8892 | 743.3267 | 754.5095 | 825.4026 | 1062.0312 | 1435.5533 | 2113.2229 | 584.4183 | 448.99 | 475.1616 | 748.2454 | 670.7131 | [10 empty] | -161.0841 | 11741.8595 | 116809.9984
cprnt | 14.0665 | 6.323 | 2.2461 | 6.1536 | 4.5944 | 31.6969 | 5.4125 | 0.35717 | 0.42841 | 9.8792e-05 | 95.0855 | 8.0494 | 27.8568 | 8.5532 | 0.91545 | 5.4929 | 13.7374 | 1309.0057 | 2836.5419 | 13.1751 | 11.8351 | 133.3305 | 5.8384 | 36.6454 | 2.243 | 9.1787 | 16.1105 | 5.329 | 24.4499 | 37.2917 | 17.3058 | 1891.299 | 42.5286 | 2.393 | 8.0646 | 211.9828 | 82.8615 | 6.9263 | 120.1054 | 20913.5631 | 172.6543 | 5.2195 | 76.0005 | 84.1337 | 84.067 | 263.0199 | 479.0687 | 648.0972 | 19052.4418 | 2306.4642 | 5832.7803 | [63 empty] | 66.8723 | 159.3111 | 182.2553 | 262.521 | 315.3512 | 578.004 | 1029.9771 | 1594.9435 | 2824.8318 | 658.4031 | 771.3964 | 693.1703 | 1060.3984 | 1421.1077 | [8 empty] | 1.0858 | 0.057835 | 1005.2246 | 1175.3952 | 70773.228
cpetr_p | [44 empty] | 23072.8356 | 43355.1034 | [68 empty] | 255.258 | 399.8864 | 618.5228 | 739.8885 | 1293.3484 | 2651.6871 | 4092.1097 | 6989.3234 | 17519.7656 | 5065.1203 | 4718.1943 | 5602.8557 | 7597.6805 | 7250.7545 | [11 empty] | 9249.4803 | 140471.8147
cpetr_d | 7150.9024 | 757.3614 | 82.082 | 1384.0852 | 1085.764 | 7639.7946 | 1171.5972 | 77.3139 | 92.7341 | [8 empty] | 38.6336 | [18 empty] | 3253.9456 |  | 2725.2601 | 46.9044 | 0.71571 |  |  |  | 24643.8527 | 91471.7827 | 105.4794 | 1.7449 | 64.3576 | 19.0907 | 26.4743 | [63 empty] | 35.9368 | 56.2985 | 87.0796 | 104.1662 | 182.0858 | 373.3213 | 576.1131 | 984.0012 | 2466.5435 | 713.0997 | 664.2573 | 788.8055 | 1069.6495 | 1020.8071 | [8 empty] | 234.182 | 12.4742 |  | 6932.4153 | 158141.1131
cpetr_o | 401.2412 | 42.496 | 4.6057 | [7 empty] | 157.4816 | [15 empty] | 263.7623 |  | 0.087838 | [9 empty] | 3090.3275 | 246.0402 | 3.7543 | 528.3981 | 6915.4578 |  |  |  | 553.2995 | 9.1532 | 337.5921 | 100.1413 | 138.8728 | [63 empty] | 142.9645 | 223.9678 | 346.4214 | 414.3957 | 724.3768 | 185.5264 | 286.3062 | 489.011 | 29.9884 | 8.6699 | 8.0761 | 9.5904 | 13.0049 | 12.4111 | [8 empty] | 265.5523 | 14.1452 |  | 12045.4015 | 28012.5213
cbchm | 14340.3057 | 1520.0947 | 159.0848 | 250.5034 | 371.379 | 2597.4415 | 576.2372 | 38.026 | 45.6102 | 0.40333 | 2384.594 | 2134.4154 | 2538.797 | 421.6092 | 257.4234 | 664.1492 | 447.9055 | 4549.8327 | 228.8305 | 11066.6718 | 48318.4532 | 29661.6819 | 5370.4948 | 11973.0947 | 106.0623 | 407.8598 | 1856.7158 | 7303.1456 | 270.4411 | 976.0497 | 1318.6779 | 351.1777 | 1621.2933 | 13.38 | 667.4751 | 1140.4389 | 185.959 | 464.095 |  | 223.8358 | 225.473 | 2.2465 | 29.4043 | 26.0106 | 30.687 | 95.0102 | 154.9107 | 1.6188 | 351.7142 | 405.0598 | 3426.23 | [63 empty] | 63.8135 | 76.6396 | 89.1054 | 146.6197 | 150.0934 | 270.1566 | 323.919 | 595.9898 | 1031.4056 | 343.5254 | 351.7943 | 290.8999 | 501.1034 | 371.3923 | [10 empty] | 3484.183 | 39268.0276 | 208930.6799
cochm | 3927.905 | 416.3925 | 44.4985 | 1700.7078 | 1266.7562 | 8918.964 | 1678.0195 | 110.7327 | 132.8183 | 0.07596 | 2388.9223 | 334.6938 | 557.7991 | 266.9033 | 39.966 | 44.2758 | 647.3747 | 2520.0034 | 2058.5882 | 3122.6753 | 9099.9055 | 12213.0794 | 1074.0218 | 724.8582 | 34.246 | 752.8857 | 920.3703 | 75.0941 | 914.0887 | 306.622 | 319.7595 | 73.2865 | 1929.1668 | 33.6656 | 347.7773 | 514.1352 | 368.7405 | 405.9149 | 4918.4536 | 2647.3476 | 392.7123 | 30.0967 | 393.9331 | 348.4723 | 411.1135 | 1286.249 | 2075.3325 | 171.2072 | 25022.2247 | 12226.3342 | 7600.8827 | [63 empty] | 2112.9132 | 2806.2476 | 3485.4525 | 3720.3179 | 4067.1813 | 4560.3107 | 5355.3186 | 6661.4105 | 12311.9256 | 3243.595 | 3855.0589 | 3946.0968 | 5424.2347 | 10046.9689 | [10 empty] | 4293.5527 | 13182.8907 | 206883.5252
crubb | 432.2468 | 44.9047 | 6.028 | 832.9584 | 390.6016 | 2715.7243 | 450.2205 | 29.7101 | 35.6358 | 0.00038729 |  |  | 15.0862 | 90.5276 | 0.98442 | 407.9671 | 108.8802 | 1.3098 | 36.6983 |  | 46.3967 | 66.8446 | 691.0256 | 252.0045 |  | 1.3893 |  |  | 25.9055 | 420.7914 | 5.5593 | 63.4236 | 2553.9297 | 53.2726 | 66.852 | 753.5587 | 8.9717 | 56.2346 |  | 113.398 |  | 62.5458 | 818.7029 | 724.2382 | 854.59 | 2673.7521 | 4314.2928 | 49.1972 | 424.0784 | 553.6347 | 699.7076 | [63 empty] | 6.2651 | 12.5527 | 44.2247 | 80.5672 | 146.7533 | 242.9086 | 622.2913 | 982.482 | 2839.9744 | 854.9115 | 554.8711 | 698.1854 | 852.0882 | 1324.8762 | [8 empty] | 2.6072 | 0.13888 | 419.0883 | 3797.4469 | 35436.0146
cplas | 484.3841 | 51.6106 | 6.875 | 255.1712 | 122.1773 | 1153.7553 | 237.0075 | 15.6402 | 18.7596 | 0.0047119 | 8254.4283 | 3756.2325 | 516.548 | 458.3443 | 41.4211 | 101.9609 | 722.7302 | 591.4739 | 411.1183 | 283.2731 | 564.4775 | 5430.8154 | 327.9597 | 1979.5457 | 2758.2209 | 245.9315 | 218.9931 | 71.1498 | 400.2324 | 659.8623 | 1512.2388 | 493.573 | 4156.5133 | 22.9744 | 839.834 | 1154.2293 | 13.2903 | 12.6283 | 11312.5471 | 12667.4778 |  | 2.5104 | 34.1046 | 92.7949 | 120.7323 | 377.7347 | 368.7003 |  | 1148.3314 | 77.3412 | 3951.8128 | [63 empty] | 64.0527 | 102.8459 | 149.4525 | 161.2827 | 220.1325 | 262.9827 | 384.4465 | 622.589 | 1080.6132 | 237.1707 | 417.4342 | 328.6445 | 574.284 | 413.6964 | [8 empty] | 9.0428 | 0.48168 | 815.5586 | 3725.7092 | 78069.8931
cglas | 35.4032 | 3.9785 |  | 30.4562 | 13.0089 | 112.0732 | 20.0346 | 1.3221 | 1.5858 | 7.8279e-05 | 324.5869 | 3262.5204 | 1.0257 |  | 0.011327 |  | 129.2675 |  | 25.2969 | 6.3809 | 9.3776 | 1319.8332 |  | 6.0344 | 2586.9588 | 23.1832 | 0.74502 | 0.89409 | 5.0389 | 134.9506 | 79.1369 | 264.626 | 1275.6251 | 107.7231 | 210.6445 | 25.9811 | 134.5174 | 31.1512 | 1461.3812 | 57.373 | 64.3718 | 1.1284 | 14.77 | 13.0653 | 15.4145 | 48.2271 | 77.8138 |  | 91.0274 | 409.9958 | 906.3587 | [63 empty] | 66.2491 | 128.198 | 138.2314 | 149.3718 | 276.981 | 276.4894 | 282.73 | 399.3357 | 833.2177 | 199.9088 | 502.4887 | 208.5361 | 471.7222 | 1345.9333 | [8 empty] | 0.087736 | 0.0046734 | 634.7099 | 896.126 | 20154.6222
cnmet | 506.9018 | 56.8859 | 7.5911 | 138.0844 | 69.0785 | 493.6004 | 213.6479 | 14.0987 | 16.9106 |  |  |  | 0.11427 |  |  |  | 51.0077 | 34.7301 | 0.98666 | 98.2344 |  | 257.3896 |  | 285.0124 | 137.5145 | 5041.493 | 272.2681 | 16.7937 | 94.0689 | 75.1384 | 39.4406 |  | 1206.1695 | 1.3424 | 24.6962 | 515.6437 | 139.5814 | 57.4612 | 48695.6709 | 1058.2159 | 179.9348 | 16.6482 | 217.9089 | 192.7601 | 227.4196 | 711.5267 | 1148.0425 | 7.3488 | 696.4125 | 1392.8608 | 5319.4445 | [63 empty] | 40.59 | 6.2516 | 15.329 | 17.017 | 6.1289 | 181.9007 | 83.4469 | 422.9162 | 634.8253 | 212.9207 | 249.3025 | 233.746 | 567.4033 | 613.2595 | [8 empty] | 13.6958 | 0.72953 | 1749.7542 | 3394.0442 | 78173.3415
ciron | 160.0365 | 16.35 |  | 122.2502 | 156.8223 | 1097.8186 | 245.7607 | 16.2178 | 19.4524 | 0.0014487 |  |  | 140.9647 | 2.5768 | 2.7409 | 26.1106 | 393.9364 |  | 2.2058 | 125.4446 | 173.5568 | 179.7512 | 410.99 | 121.3266 |  | 122.7401 | 19797.4408 | 16285.9403 | 27599.5072 | 15398.1294 | 4228.5593 | 364.9484 | 17784.9559 | 1539.1798 | 545.1472 | 361.8157 | 930.7389 | 152.3908 | 16406.7059 |  |  | 15.2311 | 199.3506 | 176.3455 | 208.0139 | 650.8123 | 1050.0253 |  | 4.8776 | 280.8461 | 1543.3303 | [87 empty] | 9705.3618 | 69556.1851 | 208322.8939
cnfrm | 50.239 | 5.0179 |  | 41.3941 | 54.6985 | 377.6577 | 112.176 | 7.4025 | 8.8789 | 0.0044859 | 2.4371 |  | 97.6213 |  |  |  | 152.6314 | 123.9896 | 153.3127 | 280.4696 | 537.4053 | 212.5362 |  | 164.1752 | 0.69528 | 89.3605 | 19639.3865 | 9639.0489 | 12797.3451 | 1537.3086 | 8673.6501 | 155.1274 | 15093.4049 | 12.9614 | 409.7784 | 796.4682 |  | 69.0874 |  |  |  | 0.37208 | 4.8703 | 4.3081 | 5.0829 | 15.9029 | 25.6593 |  | 0.13049 | 81.565 | 168.836 | [85 empty] | 247.8104 | 13.2001 | -6958.3562 | 56749.1554 | 121654.207
cmetp | 4518.7848 | 470.5009 | 43.7531 | 1467.4706 | 954.5397 | 6710.2502 | 1643.4661 | 108.4525 | 130.0833 | 0.0081078 |  | 36.7468 | 34.3934 | 64.7953 | 96.5908 | 100.0602 | 499.2372 | 2092.5291 | 341.9648 |  | 971.3011 | 75.9473 | 219.6391 | 1619.9364 |  | 138.7443 | 1561.6354 | 1.7127 | 4666.5399 | 12460.1296 | 1866.1743 | 161.5979 | 5601.7684 | 307.0285 | 1776.8048 | 1226.5421 | 1075.2228 | 542.0475 | 33972.5974 | 4968.9336 | 205.0182 | 11.3887 | 149.0667 | 131.8629 | 155.5717 | 486.7366 | 785.3441 | 87.1994 | 4148.9138 | 3223.8833 | 7582.3963 | [63 empty] | 137.7881 | 193.0619 | 249.1178 | 276.6165 | 301.2983 | 466.2952 | 401.2501 | 692.545 | 1399.162 | 237.7725 | 521.6653 | 277.9719 | 855.2069 | 1442.2834 | [8 empty] | 814.3274 | 43.3768 | 5361.7253 | 15223.1248 | 138389.9008
cmach | 3707.7735 | 392.5672 | 37.2543 | 2667.4663 | 1788.9214 | 12603.808 | 2284.895 | 150.7805 | 180.8536 | 1.8796e-05 | 19.6672 |  | 0.026695 |  |  |  | 40.1652 |  | 0.41619 |  | 2.2517 | 328.653 | 0.85929 | 17.8257 |  |  | 495.4381 | 10.9434 | 1676.9395 | 9247.0003 | 6108.2568 | 331.8792 | 4112.5232 | 2424.3839 | 4.8287 | 31.4864 | 489.5365 | 520.4226 | 2408.5002 | 4937.0121 | 21.3822 | 11.1528 | 145.9807 | 129.1324 | 152.3547 | 476.6715 | 769.1097 | 42.0697 | 9563.5235 | 5221.1341 | 1982.6712 | [63 empty] | 17.5507 | 38.4518 | 73.8136 | 103.8473 | 154.8492 | 203.604 | 261.9789 | 575.27 | 1814.8674 | 673.7209 | 448.2979 | 715.7449 | 1079.7006 | 1408.6083 | [8 empty] | 103005.352 | 3566.4109 | 24413.2911 | 33481.7866 | 247575.664
cemch | 255.0698 | 26.3389 | 3.3022 | 848.9848 | 300.3179 | 2130.4894 | 425.3154 | 28.0666 | 33.6645 | 2.1909e-05 |  |  | 7.9547 | [5 empty] | 0.11863 |  | 2.6246 |  |  | 35.8267 | 49.238 |  | 80.0088 |  | 560.1996 | 3276.444 | 2408.8703 | 5164.4423 | 1642.6252 | 745.6079 | 2.9301 | 85.3306 | 4248.9393 | 334.0787 | 14723.1414 | 1150.508 | 78.0987 | 15.8522 | 207.4957 | 183.549 | 216.5714 | 677.5859 | 1093.3074 | 14.188 | 1876.0532 | 2154.4727 | 5794.2827 | [63 empty] | 344.0341 | 736.1279 | 1056.0901 | 1216.1469 | 1463.6051 | 1525.7808 | 2181.7645 | 2389.3827 | 3942.8463 | 986.3773 | 939.56 | 1254.58 | 1368.3349 | 2508.8009 | [8 empty] | 40820.3085 | 1413.344 | 4939.2528 | 12778.8629 | 132747.095
csequ |  |  |  | 372.4547 | 97.7756 | 685.4143 | 120.2377 | 7.9345 | 9.517 | 0.00032246 | [5 empty] | 167.0334 |  |  | 649.2703 |  | 38.63 | 100.2284 |  | 0.89718 |  |  | 26.2376 |  | 176.0206 | 9460.5138 | 8424.6368 | 7732.641 | 11883.0908 | 426.2988 |  | 52.6268 | 6.63 | 30.2503 |  | 2131.3848 | 6.0732 | 18.5756 | 243.1466 | 215.0856 | 253.7978 | 794.0562 | 1281.2597 | 726.1353 | 2835.6919 | 21686.6625 | 15700.2741 | [63 empty] | 325.7046 | 555.4724 | 775.5183 | 953.8991 | 1207.1661 | 1541.7237 | 1799.5619 | 2822.47 | 4678.8709 | 1628.6892 | 1227.3728 | 1548.5662 | 3166.8247 | 3922.6704 | [8 empty] | 25499.9693 | 1358.3068 | -15339.8083 | 8532.2198 | 132565.6809
cvehi | 740.9091 | 78.0683 | 7.4622 | 1374.3825 | 422.9414 | 4320.3534 | 742.8622 | 49.0216 | 58.7989 |  | 582.1918 | 158.8073 | 36.1528 | 1126.0775 | 4.6511 | 13.0611 | 161.8466 |  | 102.1981 |  |  |  |  | 64.9621 | 104.0725 |  |  | 29.0793 | 557.3508 | 1080.3702 | 1482.4499 | 37.2537 | 59899.8741 | 2041.7655 | 43.0702 | 78.8607 | 331.1983 | 16.4594 |  | 9844.5547 |  | 94.993 | 1270.8464 |  | 9020.8299 | 30358.0786 |  |  |  | 15592.9936 | 12351.8448 | [63 empty] | 6.7001 | 5.7135 | 41.9072 | 18.8978 | 108.5046 | 168.7184 | 478.2891 | 2666.0692 | 9946.489 | 5127.0562 | 7870.0312 | 11023.1708 | 18688.1198 | 49476.0921 | [8 empty] | 83877.8662 | 4467.9222 | 6203.4698 | 51704.8647 | 406160.5753
ctequ | 71.3142 | 7.5426 | 0.75356 | 11.4557 | 26.9752 | 189.0679 | 44.9 | 2.963 | 3.5539 | [19 empty] | 774.6662 | 219.333 | 1443.3586 |  | 433.36 | 4517.9704 | 56.4308 | 0.91589 |  |  |  | 4.0105 |  | 12.4886 | 163.4647 | 144.5995 | 170.6008 | 533.758 | 861.2166 |  | 0.57413 | 694.4898 | 89.23 | [63 empty] | 116.7539 | 103.4186 | 115.2791 | 72.9793 | 159.9913 | 156.657 | 167.6145 | 253.0861 | 355.9836 | 40.6134 | 148.5519 | 115.6824 | 152.7741 | 1346.5063 | [8 empty] | 14107.595 | 751.4692 | 3739.1546 | 11898.2295 | 44281.3331
cfurn |  |  |  | 4.0269 | 4.0823 | 30.8408 | 5.2312 | 0.34521 | 0.41406 |  |  |  |  | 16.2751 |  |  | 402.7535 | 2.1434 | [5 empty] | 120.0468 |  |  | 5.355 |  | 16.2828 | 5.8629 | 18.1899 | 7.8542 |  |  | 242.6482 | 15.2867 |  | 10.6814 | 256.8707 | 1377.5284 | 23.6139 | 1.5584 | 20.3974 | 18.0432 | 21.2873 | 66.6014 | 107.4602 | 75.1818 | 1690.3041 | 190.1127 | 1043.9721 | [63 empty] | 238.3997 | 420.2015 | 750.077 | 914.5406 | 1298.8013 | 1306.4865 | 1613.8951 | 2121.1193 | 3012.6042 | 637.8728 | 959.1148 | 908.3924 | 1660.0064 | 1690.7473 | [8 empty] | 5665.1383 | 301.7649 | -528.6547 | 5220.4142 | 33992.1737
coman |  |  |  | 6.587 | 2.1076 | 14.8808 | 3.8132 | 0.25163 | 0.30182 | 0.00028787 | 8857.7033 | 1.5049 | 1.0529 | 4961.272 | 1111.9337 | 0.65628 | 1178.3896 | 8.1869 | 114.9472 | 0.27978 | 34.4865 | 11.5846 | 0.42948 | 54.2357 | 0.75709 | 10.7936 | 7108.3241 | 680.975 | 1141.9912 | 203.8747 | 91.5402 | 13.7761 | 5.3387 | 36.7667 | 41.5222 | 10079.7105 | 8.2584 | 0.89186 | 11.0745 | 446.1636 | 11.5971 | 4.9244 | 65.068 | 60.0254 | 71.2306 | 222.859 | 345.7774 | 220.7969 | 2357.9218 | 2950.1597 | 1302.3484 | [63 empty] | 637.9019 | 506.3555 | 611.9824 | 596.0799 | 609.9789 | 984.6452 | 852.8034 | 1684.5429 | 3126.7345 | 928.5676 | 1351.1959 | 1526.5252 | 1922.1204 | 2700.1185 | [8 empty] | 1014.7422 | 54.0523 | 168.1521 | 16627.7771 | 79763.3485
celec | 2928.2762 | 310.9835 | 32.073 | 2299.4065 | 12716.8424 | 14100.0889 | 1519.5785 | 100.2772 | 120.2774 | 0.09603 | 2748.3119 | 298.983 | 913.3475 | 330.5245 | 44.615 | 84.5926 | 784.2174 | 2311.869 | 350.0237 | 8234.3413 | 3526.2754 | 1553.6441 | 93.3833 | 135.2263 | 184.2153 | 296.1371 | 7087.8059 | 12745.4768 | 897.8154 | 894.2958 | 488.7999 | 161.088 | 1878.9101 | 268.1787 | 270.0212 | 457.6877 |  | 426.3878 | 954.4758 | 4365.4059 | 1065.968 | 4.8561 | 35.3184 | 279.1238 | 653.9223 | 2045.924 | 518.6215 | 700.3691 | 15677.4356 | 1697.9866 | 4421.3276 | [63 empty] | 627.5549 | 949.52 | 1149.6781 | 1368.0698 | 1654.6004 | 1963.2305 | 2486.1871 | 4063.63 | 6164.0295 | 1577.4429 | 1403.3224 | 1531.848 | 1842.8981 | 2800.481 | [11 empty] | 3257.6276 | 146854.9293
cwatr | 688.0787 | 74.234 | 8.79 | 526.0655 | 272.3296 | 4972.9349 | 412.0503 | 27.1913 | 32.6145 | 0.00092197 | 350.8414 | 1370.368 | 31.6992 | 15.4997 | 2.0906 | 4.4269 | 30.1254 | 74.2624 | 16.5345 | 66.9698 | 110.4498 | 61.5469 | 17.5171 | 25.4038 | 16.8619 | 34.5855 | 395.5262 | 199.1974 | 40.8561 | 23.8068 | 22.9687 | 7.8677 | 55.734 | 5.2748 | 10.9288 | 24.6869 | 26.8042 | 17457.2823 | 112.4543 | 3014.557 | 130.4739 | 0.8284 | 6.025 | 47.6163 | 111.5705 | 349.0702 | 81.9902 | 84.0677 | 2639.3614 | 549.5233 | 668.018 | [63 empty] | 228.7574 | 472.4371 | 506.9877 | 754.6847 | 923.9518 | 1179.0392 | 1521.4631 | 1890.3981 | 3118.3095 | 1138.4239 | 839.0784 | 837.1433 | 1146.4545 | 1465.5569 | [10 empty] | 600.1514 | 614.6749 | 52547.4749
ccons | 35.2338 | 3.7322 | 0.40793 | 40.4479 | 58.9237 | 196.5089 | 14.487 | 0.956 | 1.1467 | 0.00033828 | 67.1199 | 32.3855 | 2.3032 | 11.9459 | 0.45468 | 8.7774 | 35.5131 | 5.9377 | 167.2702 | 284.735 | 40.5248 | 11.3494 | 0.87315 | 9.1742 | 0.77674 | 4.1523 | 54.1717 | 24.0129 | 40.3861 | 38.2704 | 480.8633 | 10.6324 | 39.784 | 7.8311 | 1.2365 | 25.252 | 4.5525 | 4062.7042 | 1418.4907 | 59.6432 | 61.807 | 1.3575 | 13.9519 | 131.2201 | 208.5966 | 652.6354 | 492.7396 | 11.6052 | 90278.1198 | 191.4788 | 224.3417 | [63 empty] | 10.0279 | 20.6137 | 50.368 | 44.1241 | 66.8745 | 94.266 | 191.4931 | 266.5111 | 703.2931 | 158.426 | 226.5344 | 205.0655 | 350.4127 | 404.702 | [8 empty] | 262214.4876 | 13967.3787 | 250.4566 | 730.9566 | 379526.8138
ctrad | 99.5128 | 10.4374 | 0.95339 | 19.2893 | 21.1271 | 39.1999 | 6.8459 | 0.45176 | 0.54186 | 0.00052119 | 161.8354 | 107.7933 | 29.0412 | 18.6242 | 4.486 | 7.3548 | 29.3976 | 123.2333 | 61.2437 | 20.82 | 62.437 | 96.1111 | 7.5506 | 28.0664 | 4.974 | 24.7569 | 137.5236 | 29.3429 | 50.3272 | 48.6088 | 35.5491 | 11.5353 | 142.2409 | 21.5876 | 20.7183 | 13.131 | 35.9232 | 6.2393 | 72.1476 | 1428.9442 | 82.2146 | 8.9698 | 103.542 | 171.2951 | 364.5252 | 1140.4884 | 1070.4549 | 73.877 | 44806.5061 | 208.5618 | 372.9846 | [54 empty] | 651295.7985 | [32 empty] | 255.1491 | 4800.5303 | 707794.8016
chotl | 6.8303 |  |  | 55.0688 | 20.9149 | 147.5844 | 24.7542 | 1.6335 | 1.9593 | 0.00059119 | 108.7637 | 53.3422 | 15.5803 | 13.1901 | 3.6014 | 5.8561 | 33.7603 | 47.9427 | 83.508 | 34.6087 | 70.8237 | 97.3021 | 13.8478 | 112.7231 | 7.8456 | 40.9211 | 30.1533 | 10.9185 | 67.2583 | 115.2289 | 72.4891 | 38.2098 | 143.1637 | 7.5057 | 13.1735 | 34.1111 | 134.1453 | 16.2863 | 645.4526 | 2364.4674 | 339.8435 | 18.7636 | 587.5085 | 524.1612 | 870.4206 | 2723.2811 | 2521.3068 | 66.2858 | 5817.7088 | 993.7443 | 11987.9389 | [63 empty] | 413.6739 | 928.9708 | 1435.5496 | 1773.9608 | 2343.9886 | 3079.0897 | 4433.6121 | 6530.8294 | 10591.0937 | 3769.6482 | 4009.4956 | 3818.5155 | 5173.8949 | 7177.4895 | [10 empty] | 1256.3985 | 22369.2273 | 110251.3275
cptrp-l |  |  |  | 274.6576 |  | 347.8763 | 65.2519 | 4.306 | 5.1648 | 0.0018989 | 730.3996 | 336.1826 | 163.4789 | 150.863 | 16.4543 | 48.5169 | 170.1366 | 175.3041 | 457.8707 | 57.7041 | 227.4791 | 664.6254 | 66.4409 | 167.1435 | 47.9611 | 138.4255 | 559.3551 | 81.2496 | 320.0956 | 453.606 | 175.8081 | 178.6696 | 559.3634 | 96.8546 | 56.301 | 68.3965 | 8.6621 | 262.1242 | 587.0278 | 6246.5354 | 1621.9881 | 44.7957 | 774.7422 | 1139.8172 |  | 8510.0935 | 5491.4486 | 302.8663 | 8929.4791 | 4435.8506 | 1717.2002 | [63 empty] | 2612.0579 | 4079.2857 | 5244.7959 | 6672.5459 | 7692.3673 | 9382.3571 | 11130.6225 | 11101.4847 | 9149.2551 | 1576.3526 | 1477.2842 | 1794.8857 | 2121.2286 | 3525.6684 | [10 empty] | 121.1526 | 19567.1154 | 144187.0347
cftrp-l | 22170.5965 | 2349.3925 | 250.1537 | 2838.6637 | 768.1607 | 2410.0922 | 904.3005 | 59.6749 | 71.577 | 0.1637 | 5360.1226 | 734.4517 | 300.5913 | 158.3667 | 26.7653 | 105.8832 | 1142.9431 | 1467.4394 | 430.6112 | 1470.4001 | 19611.3035 | 8450.505 | 564.8399 | 457.7079 | 98.4714 | 2627.3444 | 18364.021 | 107.3209 | 404.8271 | 375.8795 | 1189.3724 | 44.9781 | 827.382 | 16.8175 | 582.3231 | 317.4564 | 5450 | 170.202 | 8718.5136 | 28479.4308 | 297.7 | 1.1575 | 62.1116 | 10785.831 |  | 2197.5921 | 43028.2976 | 1121.0089 | 29964.3142 | 13155.4521 | 12825.5489 | [54 empty] | 130063.4586 | [8 empty] | 19.2934 | 21.7141 | 17.8204 | 32.2213 | 36.673 | 39.9957 | 86.2454 | 62.1936 | 162.2137 | 11.192 | 34.5082 | 141.328 | 56.0109 | 34.5553 | [10 empty] | 258.6162 | 17289.6949 | 401685.7956
cptrp-o |  |  |  | 50.7937 |  | 64.3343 | 12.0673 | 0.79632 | 0.95515 | 0.00035116 | 135.0761 | 62.1718 | 30.2329 | 27.8998 | 3.043 | 8.9725 | 31.4641 | 32.4198 | 84.6761 | 10.6715 | 42.0687 | 122.9122 | 12.2872 | 30.9106 | 8.8697 | 25.5996 | 103.4441 | 15.0258 | 59.1967 | 83.8874 | 32.513 | 33.0422 | 103.4456 | 17.9118 | 10.412 | 12.6489 | 1.6019 | 48.4758 | 108.5617 | 1155.2 | 299.9616 | 8.2843 | 143.2766 | 210.7916 |  | 1573.81 | 1015.5584 | 56.0104 | 1651.3689 | 820.3419 | 317.5696 | [63 empty] | 483.0597 | 754.4007 | 969.9438 | 1233.9841 | 1422.5842 | 1735.1217 | 2058.4363 | 2053.0477 | 1692.0131 | 291.522 | 273.2008 | 331.9363 | 392.2884 | 652.0178 | [10 empty] | 22.4053 | 3618.635 | 26665.1597
cftrp-o | 483.9413 | 51.2827 | 5.4604 | 61.9625 | 16.7675 | 52.6077 | 19.7391 | 1.3026 | 1.5624 | 0.0035733 | 117.0011 | 16.0317 | 6.5613 | 3.4568 | 0.58423 | 2.3112 | 24.9482 | 32.0314 | 9.3994 | 32.096 | 428.0769 | 184.4582 | 12.3294 | 9.9909 | 2.1494 | 57.3499 | 400.8511 | 2.3426 | 8.8366 | 8.2047 | 25.9617 | 0.98179 | 18.0602 | 0.36709 | 12.711 | 6.9295 | 21.9508 | 3.7152 | 190.3083 | 621.651 | 6.4982 | 0.025265 | 1.3558 | 235.4339 |  | 47.9692 | 939.2246 | 24.4695 | 654.0631 | 287.1581 | 279.957 | [54 empty] | 2936.0463 | [8 empty] | 0.42114 | 0.47398 | 0.38899 | 0.70333 | 0.8005 | 0.87303 | 1.8826 | 1.3576 | 3.5408 | 0.2443 | 0.75325 | 3.0849 | 1.2226 | 0.75428 | [10 empty] | 5.6451 | 377.4006 | 8768.0251
ctrps |  |  |  | 15693.9157 | 4250.4623 | 13355.577 | 4994.5666 | 329.5921 | 395.3291 | 0.0032563 | 1140.4122 | 431.3822 | 134.8964 | 118.5528 | 20.0172 | 44.7397 | 186.7489 | 409.1564 | 228.129 | 474.9475 | 390.1017 | 608.8814 | 75.8589 | 114.4733 | 37.6786 | 176.4532 | 803.4328 | 193.9894 | 379.6975 | 351.0565 | 227.7512 | 88.4971 | 1077.712 | 56.7321 | 104.2901 | 123.5625 |  |  | 1810.0293 | 1803.8055 |  | 1.2931 | 16.9257 | 194.8952 | 261.3142 | 817.5727 |  |  | 5614.6673 |  | 6.6011 | [63 empty] | 15.2617 | 34.4086 | 51.4371 | 79.4186 | 92.6554 | 137.1976 | 257.2455 | 323.1004 | 720.2875 | 172.869 | 183.1588 | 190.7047 | 322.4144 | 410.9069 | [10 empty] | 140.6714 | 930.4912 | 61607.9296
ccomm |  |  |  | 80.484 | 14.2138 | 36.963 | 83.4696 | 5.5082 | 6.6068 | 0.00066446 | 333.6811 | 106.5159 | 54.2529 | 30.7177 | 2.5661 | 31.0389 | 74.5199 | 56.4446 | 512.7476 | 26.4641 | 79.6006 | 197.6318 | 12.9093 | 32.0081 | 31.8805 | 52.1514 | 46.1607 | 12.882 | 62.911 | 106.0933 | 77.0886 | 10569.0907 | 254.8125 | 18.8511 | 16.8655 | 34.9681 | 161.7154 | 8.3129 | 200.955 | 3449.4855 | 124.1902 | 0.17513 | 10.9135 | 152.9968 | 75.5888 | 236.4944 | 233.7431 | 220.0774 | 152450.2553 |  | 1471.9452 | [63 empty] | 4.9357 | 10.0531 | 12.8435 | 21.2364 | 16.416 | 95.9051 | 34.232 | 80.9885 | 149.3739 | 131.0213 | 58.3847 | 199.9677 | 88.7428 | 123.6087 | [10 empty] | 242.7444 | 1686.0595 | 174815.4619
cfsrv | 8516.1631 | 451.1784 | 541.0824 | 3306.4418 | 457.7479 | 7542.7804 | 5876.5105 | 387.7917 | 465.1365 | 0.0033448 | 1887.3222 | 555.5475 | 445.462 | 595.7094 | 117.5776 | 155.9488 | 645.0532 | 361.6252 | 684.6089 | 209.3406 | 400.7015 | 1708.8501 | 191.5609 | 480.4527 | 102.2489 | 450.161 | 694.0406 | 322.7234 | 1309.5309 | 1486.6942 | 493.6421 | 674.661 | 811.3853 | 130.2785 | 442.0953 | 508.9128 | 3447.0129 | 1048.4654 | 5160.231 | 30039.4413 | 1766.1476 | 57.8216 | 756.515 | 3398.605 | 1450.3816 | 4537.8026 | 2174.3525 | 176416.0196 | 86895.8338 | 10575.072 | 21557.656 | [63 empty] | 612.3474 | 1049.0327 | 1384.9259 | 1816.9656 | 2197.4034 | 3464.7098 | 6125.7366 | 12885.3816 | 33839.9424 | 9646.2134 | 12779.3371 | 14212.4654 | 19500.2782 | 23143.864 | [10 empty] | 907.9567 | 26621.2387 | 562880.1277
cbsrv | 607.9112 | 61.1143 | 4.6426 | 1350.2209 | 6381.7368 | 5205.9281 | 872.595 | 57.5827 | 69.0675 | 0.028817 | 15218.6285 | 3640.3039 | 1235.1331 | 1099.9382 | 139.1369 | 413.7854 | 1829.1463 | 4333.5126 | 4461.2222 | 1340.1379 | 3452.2698 | 11449.6998 | 1060.6774 | 1294.6357 | 454.2724 | 1251.2269 | 4340.8013 | 715.3479 | 3736.7949 | 3391.062 | 2059.4716 | 1130.8329 | 6629.8472 | 783.0754 | 1309.612 | 1130.61 | 3155.5994 | 1203.224 | 45203.7183 | 108244.6749 | 9689.403 | 105.7493 | 6135.456 | 5065.6269 | 9770.9328 | 30570.2755 | 22116.5578 | 22114.2342 | 79497.6459 | 65628.51 | 90644.4428 | [63 empty] | 3327.4956 | 4647.6227 | 5729.7603 | 7457.5921 | 9516.3827 | 13470.3991 | 20851.4607 | 35225.4023 | 78952.4184 | 24201.4488 | 24600.3246 | 30447.912 | 42045.9705 | 48536.0939 | [8 empty] | 45612.8277 | 2429.6584 | 1966.2137 | 43587.0051 | 1034264.0497
cgsrv | [41 empty] | 4.6943 | 54.1888 | 89.6468 | 190.774 | 596.8739 | 560.2225 | 84.8426 |  | 55310.8222 | 6982.9233 | [63 empty] | 65.9615 | 152.4061 | 256.9986 | 325.5493 | 409.2249 | 556.897 | 922.9922 | 1549.9869 | 3379.9714 | 1139.9903 | 938.992 | 1609.9864 | 1235.9244 | 3736.8751 | 650868 | [9 empty] | 114.8938 | 620.0914 | 731759.7296
cosrv | 4521.9611 | 464.1426 | 92.7984 | 685.0798 | 1858.3874 | 1851.3167 | 682.1806 | 45.0172 | 53.9958 | 0.013973 | 15327.2419 | 2871.8047 | 758.2034 | 6541.7442 | 1505.7953 | 191.963 | 2156.2124 | 3235.483 | 1617.3551 | 535.515 | 1673.9764 | 2773.0188 | 213.5652 | 743.1147 | 134.9722 | 656.1774 | 3623.9837 | 764.4919 | 1324.0393 | 1337.006 | 2086.9866 | 480.7515 | 3701.7411 | 564.148 | 537.4624 | 2143.661 | 161.5007 | 233.1969 | 51150.9922 | 94939.7744 | 15561.4984 | 25.8211 | 311.911 | 967.8311 | 10246.3831 | 32057.8149 | 3230.5627 | 59429.9616 | 45535.1141 | 11186.1514 | 9730.1624 | [63 empty] | 2034.0629 | 3486.9447 | 5032.9333 | 5995.7724 | 8533.7741 | 9927.5211 | 13781.8356 | 24080.1801 | 50613.7993 | 16128.6475 | 15569.1874 | 21143.7408 | 29801.4488 | 31395.3953 | [10 empty] | 1418.6061 | 19437.3432 | 660905.1766
cimpt | [36 empty] | 2551.487 | [100 empty] | 2681.4064 |  |  | 5232.8934
trc | [51 empty] | 23896.7343 | 1356.4779 | 1684.5361 |  | 5660.7799 | 222.1616 | 12882.0764 |  |  |  | 95511.7617 | 44873.531 | 4382.6276 | 20322.299 | 2299.443 | 4559.105 | 10749.42 | 26913.2394 | 22937.2877 | 39339.2668 | 44287.5708 | 7844.9335 | 37371.1347 | 41614.1653 | 6121.3343 | 26754.8237 | 4427.6372 | 24576.3091 | 48540.954 | 22655.2124 | 27679.5486 | 27490.6946 | 23177.7489 | 14441.0481 | 88408.8182 | 2365.2124 | 7385.5235 | 11133.1499 | [15 empty] | 428.7371 | [35 empty] | 784295.3033
flab-p | 4175.5808 | 838.9748 | 183.4183 | 1231.3533 | 2307.153 | 4749.2566 | 293.5898 | 19.374 | 23.2382 | 3.9238e-05 | 1661.4165 | 952.552 | 124.102 | 392.4782 | 1.8025 | 32.3779 | 1007.3336 | 139.939 | 188.8326 | 21.9833 | 4.7006 | 320.6544 | 70.643 | 198.7117 | 25.0427 | 572.4825 | 562.8737 | 49.8214 | 1209.6313 | 398.3427 | 356.1125 | 7.1614 | 369.9213 |  | 449.8694 | 176.3523 | 410.0455 | 649.9734 | 4245.1474 | 8550.8376 | 435.4362 |  | 45.214 | 283.078 | 805.3994 | 2519.8496 | 135.3086 | 756.3738 | 1649.2329 | 8841.6309 | 27712.4409 | [88 empty] | 483.8186 | 80640.8644
flab-m | 3685.9213 | 426.7666 | 161.909 | 1691.9171 | 4418.4705 | 6241.3215 | 991.8837 | 65.4545 | 78.5094 | 0.0087344 | 4309.6019 | 1008.2124 | 444.6927 | 1023.7197 | 76.3493 | 252.7456 | 1913.9363 | 693.9636 | 598.9277 | 184.1518 | 1046.3593 | 1381.5137 | 410.8289 | 1869.3682 | 279.524 | 861.7208 | 3728.5057 | 262.8709 | 3701.6285 | 1328.655 | 1163.9247 | 672.3719 | 1364.4123 | 625.2053 | 918.2387 | 525.8442 | 483.1842 | 734.5304 | 6865.1572 | 19808.6692 | 1377.8918 | 0.1239 | 39.3106 | 639.1282 | 1937.7801 | 6062.7242 | 732.8738 | 886.2782 | 5520.176 | 18261.0741 | 33898.4765 | [88 empty] | 879.1677 | 146535.9816
flab-s | 3662.3761 | 391.829 | 480.5208 | 4393.0383 | 11612.6684 | 13276.6797 | 1871.1295 | 123.4761 | 148.1033 | 0.032333 | 10160.5057 | 2348.5742 | 1182.4008 | 1450.4096 | 300.2156 | 371.3432 | 2380.181 | 1622.6753 | 2278.326 | 609.0216 | 3873.4287 | 4435.5251 | 1091.7747 | 4129.7835 | 1357.9007 | 1150.488 | 4437.6508 | 845.5103 | 7056.1629 | 3777.1255 | 1344.5007 | 383.8185 | 4113.4443 | 941.444 | 1740.231 | 1483.531 | 2443.7873 | 1397.5044 | 12365.2214 | 47167.7679 | 3916.6481 | 31.5321 | 474.9734 | 3519.0725 | 3586.8539 | 11222.1743 | 3958.7983 | 31939.0955 | 22290.0294 | 100681.4888 | 24549.1673 | [88 empty] | 2235.5101 | 372605.4507
flab-t | 6572.7755 | 618.269 | 311.0794 | 10171.7943 | 13987.4325 | 22811.4252 | 8437.6232 | 556.7998 | 667.8533 | 0.039351 | 18954.63 | 8562.0735 | 1689.1124 | 1953.0479 | 119.6563 | 652.5256 | 2081.462 | 4948.5979 | 8721.7793 | 3414.6863 | 4714.1707 | 14245.5631 | 1013.3409 | 4355.892 | 768.9178 | 1928.1768 | 4245.2988 | 2930.4212 | 7836.8396 | 11846.6536 | 2995.4442 | 2553.1423 | 13998.3108 | 2580.4443 | 759.0989 | 2042.4071 | 19860.7493 | 3563.3458 | 19779.4869 | 81615.5079 | 4969.244 | 64.8438 | 1939.1787 | 10336.2875 | 4773.6283 | 14935.2305 | 18775.4093 | 103999.4059 | 65644.8992 | 288581.0949 | 44783.1028 | [88 empty] | 5297.5036 | 882965.7033
fcap | 41346.07 | 5148.7773 | 1792.7636 | 48932.2626 | 16222.4451 | 73823.1573 | 19841.8051 | 1309.3633 | 1570.5151 | 0.043504 | 29397.2226 | 15742.1206 | 908.7048 | 108.1066 | 171.9604 | 76.4519 | 8451.5836 | 10376.233 | 281.3319 | 23286.4652 | 5211.7249 | 2789.7672 | 1042.6099 | 603.8704 | 366.4108 | 6802.6866 | 357.374 | 6037.0362 | 3054.123 | 7378.9381 | 156.4173 | 1463.4649 | 2677.953 | 364.3057 | 44.5347 | 11871.3847 |  | 15504.4478 | 47268.4416 | 164570.0315 | 14452.1178 | 1038.6533 | 8764.8881 | 16711.102 | 26956.1633 | 84337.6324 | 41934.0138 | 138835.4717 | 184184.5373 | 60407.297 | 204685.4263 | [88 empty] | 39605 | 1398265.209
fegy | [36 empty] | 61052.791 | [103 empty] | 61052.791
ent-n | [110 empty] | 781770.5976 |  | 231393 |  | 2.4166 | 55.5201 | 351.8543 | 692.1101 | 2518.0897 | 3882.3295 | 8701.0903 | 22471.2788 | 59735.5107 | 23474.9929 | 28032.9941 | 28412.2833 | 26260.3178 | 48368.2119 | 286816 | [5 empty] | 2.5011e-12 | -9.6634e-13 |  |  |  |  | 1552938.5976
ent-e | [111 empty] | 61052.791 | [21 empty] | -4.5475e-13 | [6 empty] | 61052.791
hhd-0 | [106 empty] | 6721.7425 | 4888.7621 | 2337.9644 | 406.6747 | 824.0326 |  | 503.8845 | [15 empty] | 28389.7306 | [10 empty] | 11.5646 | 44084.356
hhd-1 | [106 empty] | 9593.8802 | 6111.3315 | 4437.8585 | 1648.3934 | 1421.4242 |  | 774.1578 | [15 empty] | 36663.9502 | [10 empty] | 25.042 | 60676.0378
hhd-2 | [106 empty] | 11120.9091 | 8910.1433 | 10690.1774 | 3151.2733 | 2794.3078 |  | 1896.9278 | [15 empty] | 37083.0357 | [10 empty] | 47.2858 | 75694.0601
hhd-3 | [106 empty] | 11578.8644 | 14253.4791 | 12896.6463 | 5098.2669 | 4265.9946 |  | 3234.6677 | [15 empty] | 36403.26 | [10 empty] | 75.4304 | 87806.6095
hhd-4 | [106 empty] | 10862.6755 | 15477.5718 | 22963.6795 | 9392.4036 | 6004.3613 |  | 5625.0578 | [15 empty] | 33484.2149 | [10 empty] | 116.6008 | 103926.5652
hhd-5 | [106 empty] | 10202.0013 | 19876.8711 | 28952.672 | 22310.6756 | 9833.9734 |  | 11781.7031 | [15 empty] | 24472.0271 | [10 empty] | 164.8081 | 127594.7317
hhd-6 | [106 empty] | 8110.4985 | 18019.2156 | 50106.9867 | 36305.7906 | 15248.094 |  | 19850.166 | [15 empty] | 22413.9387 | [10 empty] | 341.1889 | 170395.8791
hhd-7 | [106 empty] | 5788.2118 | 26255.2805 | 54683.1667 | 88000.2374 | 29741.5545 |  | 40930.8288 | [15 empty] | 17500.8219 | [10 empty] | 688.3263 | 263588.4279
hhd-8 | [106 empty] | 4517.8301 | 18914.1538 | 83526.4253 | 208005.3396 | 94553.485 |  | 94320.9985 | [15 empty] | 17467.8588 | [10 empty] | 2494.3098 | 523800.4009
hhd-91 | [106 empty] | 268.9837 | 3219.4977 | 17955.7753 | 71632.8201 | 26770.4744 |  | 36043.5336 | [15 empty] | 7553.8129 | [10 empty] | 774.8973 | 164219.795
hhd-92 | [106 empty] | 298.2477 | 2788.1338 | 17603.509 | 67698.0575 | 41590.6797 |  | 43572.3827 | [15 empty] | 2796.7798 | [10 empty] | 1207.1869 | 177554.9771
hhd-93 | [106 empty] | 144.8273 | 1233.5536 | 22750.4508 | 76758.9202 | 43674.686 |  | 61021.0064 | [15 empty] | 1668.0925 | [10 empty] | 1316.0724 | 208567.6093
hhd-94 | [106 empty] | 491.5144 | 4196.829 | 13461.1978 | 143999.8122 | 36310.7932 |  | 68696.0265 | [15 empty] | 6632.6018 | [10 empty] | 838.2167 | 274626.9916
hhd-95 | [106 empty] | 350.9151 | 1319.4754 | 27513.9106 | 142099.5146 | 107350.1395 |  | 159228.6588 | [15 empty] | 4281.875 | [10 empty] | 3145.07 | 445289.5589
gov | [110 empty] | 77983 |  | 160078 |  | 1.8229 | 41.8799 | 265.4107 | 522.0724 | 1899.4451 | 2928.5183 | 6563.4053 | 16950.5321 | 45059.6826 | 17707.6536 | 21145.8445 | 21431.9498 | 19808.6795 | 36485.1033 | 153754 | 46078 | 466126 | 37470 | 285432 | [6 empty] | 1845 | 1419578
atax | -38.1877 | 147.753 | 17.7223 | 623.1089 | 835.0544 | 664.1635 | 243.4069 | 16.0625 | 19.2661 | -0.0084915 | 202.2458 | 469.1626 | 57.6824 | 90.996 | -4.3846 | 50.9834 | 120.5659 | 29.3404 | 232.384 | 498.3261 | -1017.2601 | 400.9328 | 11.243 | -39.5873 | 34.0667 | 69.5252 | 284.0235 | 40.8527 | 21.9768 | -163.0447 | 146.1855 | 65.7578 | -77.9405 | 40.9979 | 37.1712 | 93.0129 | -24.5618 | -277.1805 | 1020.1422 | 6167.5156 | 665.2878 | 40.7068 | 155.138 | 376.9748 | 506.5811 | 1584.9381 | 783.4608 | 3222.7649 | 19672.3353 | 5196.1439 | 2764.1962 | [89 empty] | 46078
dtax | [112 empty] | 177659.3396 | 4651.6604 | 45.71 | 105.6115 | 339.2091 | 628.0148 | 1863.9563 | 3247.5767 | 8174.0249 | 21702.0295 | 49030.8447 | 18418.2809 | 15945.1044 | 25895.958 | 35682.6057 | 102736.0737 | [12 empty] | 466126
mtax | [51 empty] | 263.0186 | 15.4707 |  |  | 108.3005 |  | 307.2169 |  |  |  | 2099.7692 | 351.4226 | 236.4824 | 5629.9292 | 90.6152 | 3004.1627 | 165.7645 | 426.5939 | 187.8661 | 78.6094 | 166.5717 | 8.994 | 797.9952 | 1153.771 | 1454.1782 | 1540.8734 | 247.5407 | 742.6134 | 426.6311 | 499.0182 | 503.9421 | 2522.8238 | 747.7065 | 291.7326 | 10669.059 | 1975.7465 | 170.1845 | 568.0306 | [15 empty] | 17.3655 | [35 empty] | 37470
stax | [51 empty] | 6187.341 | 690.3805 | 200.7165 |  | 1042.0646 | 1661.9809 | 5053.4933 |  |  |  | 16149.4585 | 49748.098 | 1052.2874 | 5045.9957 | 323.1038 | 789.0875 | 1635.4956 | 4504.8995 | 2484.4653 | 21272.9891 | 23948.8198 | 4242.2038 | 5477.6676 | 6907.3679 | 1158.9621 | 2249.0662 | 563.4041 | 2623.6319 | 4306.0377 | 1846.5739 | 2209.3319 | 3397.9938 | 3491.9804 | 3761.6972 | 14737.3678 | 1056.9553 | 1260.2946 | 4061.4006 | 3586.9016 | 1965.6229 | 6413.2735 | 3211.5998 | 2819.662 | -7733.8097 | 2725.4758 | -40.7094 | 1.4355 | 615.4441 | 426.0525 | 11928.4741 | 27564.087 | 2927.8876 | 23807.2104 | 70.7785 | [35 empty] | 285432
utax | 500.4851 | 53.1516 | 5.4817 | -607.6165 | -3360.4162 | -3725.9381 | -401.5475 | -26.4982 | -31.7832 | -0.025376 | -89.9381 | -9.7842 | -378.9959 | -137.152 | -18.5131 | -35.1019 | -325.413 | -911.4965 | -138.0032 | -7485.1809 | 4937.9708 | 2175.6239 | 130.7681 | 189.3622 | 312.7089 | 502.6982 | 180.5243 | -10231.2564 | 22.8671 | -371.0903 | -202.8288 | -66.8439 | -779.6585 | -111.2814 | -112.046 | -189.9187 |  | -176.9307 | -396.0622 | -938.1983 | -229.0942 | -0.74212 | -5.3975 | -42.6566 | -99.9344 | -312.6644 | -111.4604 | -150.521 | -3369.3415 | -364.9255 | -950.2168 | [63 empty] | 591.5412 | 895.0296 | 1083.7011 | 1289.5599 | 1559.6472 | 1850.5659 | 2343.5114 | 3830.4289 | 5810.292 | 1486.9176 | 1322.7894 | 1443.9393 | 1737.139 | 2639.7688 | [12 empty] | -4.5475e-13
utax-cl |  |  |  | -166.2618 | [5 empty] | -0.00036582 | [9 empty] | -1233.2163 | -43.8246 | -12.625 | -8.3548 | -1.5005 | [12 empty] | 1465.7834 | [103 empty] | 5.6843e-11
utax-ch | -4.4499 |  |  |  | -72.3617 | -496.0389 | -84.0907 |  |  |  | -180.9127 | -33.119 | -770.2889 | -209.4256 | -13.3831 | -3.8847 | -511.9305 | 1585.7145 | -78.9888 | [5 empty] | -11.2575 | -751.2236 | -161.5402 | -19.7219 | -2.6434 | -90.7446 | -49.7614 | -12.5683 | -11.2889 | -14.9243 | -84.6526 | -36.2527 |  | 832.5662 |  |  | 32.3487 |  |  | 82.968 |  |  | 69.715 |  | 105.3963 | 385.6014 | 92.8737 | [63 empty] | 26.5723 | 44.9015 | 119.7215 | 109.2799 | 104.8632 | 28.3808 | 18.0406 | 4.8808 | 9.6176 |  |  |  | 13.9462 | 38.0655 | [12 empty] | -9.6634e-13
s-i | [112 empty] | 436328.2579 | 17458.3068 | 1.9717 | 22.1154 | 65.527 | 57.6086 | 94.3626 | 206.5981 | 464.787 | 862.5864 | 2372.3625 | 418.4605 | 959.5339 | 2022.3225 | 2537.3143 | 6838.4494 | 15596 | [10 empty] | 156998.4429 | 643305.0076
s-e | [113 empty] | 31077.4352 | [26 empty] | 31077.4352
dstk | [136 empty] | 59877.4429 |  |  |  | 59877.4429
row | [51 empty] | 11488.3216 | 236.1186 | 119.1374 |  | 387.1786 | 3138.1305 | 10973.9431 | 76027.8154 | 12439.3595 |  | 35908.7926 | 5426.9726 | 4112.6347 | 34902.5965 | 2776.7536 | 8575.3597 | 3060.3275 | 9479.9777 | 3322.8406 | 12982.0022 | 27508.5776 | 1485.3144 | 45486.0027 | 38214.6078 | 10294.3926 | 9042.1971 | 2740.9158 | 7196.7603 | 15304.172 | 38275.3191 | 21499.9611 | 122695.1152 | 51630.7416 | 77597.5119 | 112595.0169 | 19651.0033 | 5445.1751 | 14683.5071 | 1715.266 | 341.2089 | 747.1341 | 2351.1523 | 27960.5434 | 27743.3694 | 10446.7862 | 146.0363 | 5.5023 | 1644.4767 | 706.7273 | 8478.3634 | 48385.9265 | 344.7512 | 21523.8167 | 4716.0122 |  | 589.7627 | 1071.6832 | 2725.0305 | 6457.5235 | 118127.6115 |  |  | 7865.3885 | 11.9963 | 33.5571 | 55.456 | 82.3362 | 126.6012 | 158.9322 | 357.0579 | 672.9183 | 2467.7512 | 618.4031 | 924.5877 | 914.3394 | 703.8743 | 1600.1891 | 35732 | [11 empty] | 1195258.6268
total | 158068.4304 | 17544.3648 | 4528.0377 | 107424.7613 | 80856.4338 | 226017.7953 | 58592.3117 | 3874.0706 | 4646.752 | 1 | 265777.3538 | 83271.309 | 27058.6393 | 43502.8834 | 8783.8423 | 8710.712 | 44160.0745 | 75485.2879 | 41840.7684 | 143459.596 | 119797.8796 | 118993.6132 | 16407.1474 | 38482.9327 | 12175.1244 | 43034.0268 | 139745.0992 | 58378.0834 | 86497.117 | 91469.0366 | 53698.9175 | 36473.6911 | 179750.3135 | 19232.4157 | 19730.9959 | 49317.2603 | 141552.7617 | 50240.6432 | 372366.4062 | 702232.0495 | 79471.1221 | 2409.4764 | 32911.4437 | 59348.0088 | 124177.475 | 388513.5336 | 173682.6821 | 542473.2902 | 958314.0362 | 728487.0909 | 615574.1494 | 199903.846 | 19842.8125 | 6532.4277 | 37700.0145 | 61794.1393 | 294503.9212 | 120330.5533 | 79901.886 | 17086.1115 | 1 | 415447.1358 | 183671.3332 | 36842.6715 | 109403.7037 | 14273.7581 | 25638.427 | 59771.082 | 116809.9984 | 70773.228 | 140471.8147 | 158141.1131 | 28012.5213 | 208930.6799 | 206883.5252 | 35436.0146 | 78069.8931 | 20154.6222 | 78173.3415 | 208322.8939 | 121654.207 | 138389.9008 | 247575.664 | 132747.095 | 132565.6809 | 406160.5753 | 44281.3331 | 33992.1737 | 79763.3485 | 146854.9293 | 52547.4749 | 379526.8138 | 707794.8016 | 110251.3275 | 144187.0347 | 401685.7956 | 26665.1597 | 8768.0251 | 61607.9296 | 174815.4619 | 562880.1277 | 1034264.0497 | 731759.7296 | 660905.1766 | 5232.8934 | 784295.3033 | 80640.8644 | 146535.9816 | 372605.4507 | 882965.7033 | 1398265.209 | 61052.791 | 1552938.5976 | 61052.791 | 44084.356 | 60676.0378 | 75694.0601 | 87806.6095 | 103926.5652 | 127594.7317 | 170395.8791 | 263588.4279 | 523800.4009 | 164219.795 | 177554.9771 | 208567.6093 | 274626.9916 | 445289.5589 | 1419578 | 46078 | 466126 | 37470 | 285432 | -4.5475e-13 | 2.5011e-12 | -9.6634e-13 | 643305.0076 | 31077.4352 | 59877.4429 | 1195258.6268 | 29282633.4822
aagri | 1
afore | 2
afish | 3
acoal | 4
agold | 5
amore | 6
amine | 7
acoil | 8
angas | 9
ahydr | 10
afood | 11
abevt | 12
atext | 13
aclth | 14
aleat | 15
afoot | 16
awood | 17
apapr | 18
aprnt | 19
apetr | 20
abchm | 21
aochm | 22
arubb | 23
aplas | 24
aglas | 25
anmet | 26
airon | 27
anfrm | 28
ametp | 29
amach | 30
aemch | 31
asequ | 32
avehi | 33
atequ | 34
afurn | 35
aoman | 36
aelec | 37
awatr | 38
acons | 39
atrad | 40
ahotl | 41
awtrp | 42
aatrp | 43
atrps | 44
altrp-p | 45
altrp-f | 46
acomm | 47
afsrv | 48
absrv | 49
agsrv | 50
aosrv | 51
cagri | 52
cfore | 53
cfish | 54
ccoal-low | 55
ccoal-hgh | 56
cmore | 57
cmine | 58
ccoil | 59
cngas | 60
chydr | 61
cfood | 62
cbevt | 63
ctext | 64
cclth | 65
cleat | 66
cfoot | 67
cwood | 68
cpapr | 69
cprnt | 70
cpetr_p | 71
cpetr_d | 72
cpetr_o | 73
cbchm | 74
cochm | 75
crubb | 76
cplas | 77
cglas | 78
cnmet | 79
ciron | 80
cnfrm | 81
cmetp | 82
cmach | 83
cemch | 84
csequ | 85
cvehi | 86
ctequ | 87
cfurn | 88
coman | 89
celec | 90
cwatr | 91
ccons | 92
ctrad | 93
chotl | 94
cptrp-l | 95
cftrp-l | 96
cptrp-o | 97
cftrp-o | 98
ctrps | 99
ccomm | 100
cfsrv | 101
cbsrv | 102
cgsrv | 103
cosrv | 104
cimpt | 105
trc | 106
flab-p | 107
flab-m | 108
flab-s | 109
flab-t | 110
fcap | 111
fegy | 112
ent-n | 113
ent-e | 114
hhd-0 | 115
hhd-1 | 116
hhd-2 | 117
hhd-3 | 118
hhd-4 | 119
hhd-5 | 120
hhd-6 | 121
hhd-7 | 122
hhd-8 | 123
hhd-91 | 124
hhd-92 | 125
hhd-93 | 126
hhd-94 | 127
hhd-95 | 128
gov | 129
atax | 130
dtax | 131
mtax | 132
stax | 133
utax | 134
utax-cl | 135
utax-ch | 136
s-i | 137
s-e | 138
dstk | 139
row | 140
total | 141

## From SAM
Previous SAM Final VA | [14 empty] | Previous SAM shares
| aelec-cds | aelec-clw | aelec-nuc | aelec-hyd | aelec-spv | aelec-sth | aelec-wnd | aelec-was | aelec-gas | aelec-die | [5 empty] | aelec-cds | aelec-clw | aelec-nuc | aelec-hyd | aelec-spv | aelec-sth | aelec-wnd | aelec-was | aelec-gas | aelec-die
flab-p | 0.0055359 | 635.4372 | 55.7377 | 15.5585 | 1.2638 | 1.8957 | 0.1914 | 0.44729 | 0.0002296 | 0.039463 | 710.5768 | 5.434% |  |  | flab-p | 0.053916 | 0.053916 | 0.072358 | 0.034954 | 0.051015 | 0.051015 | 0.051015 | 0.051447 | 0.042105 | 0.042105
flab-m | 0.014075 | 1615.6264 | 74.4664 | 52.0174 | 2.2503 | 3.3754 | 0.3408 | 0.8308 | 0.00045136 | 0.077579 | 1748.9996 | 13.38% |  |  | flab-m | 0.13708 | 0.13708 | 0.096671 | 0.11686 | 0.090834 | 0.090834 | 0.090834 | 0.095558 | 0.082775 | 0.082775
flab-s | 0.028465 | 3267.3535 | 163.0789 | 146.9114 | 5.6729 | 8.5094 | 0.85915 | 2.1118 | 0.0012714 | 0.21852 | 3594.7453 | 27.49% |  |  | flab-s | 0.27723 | 0.27723 | 0.21171 | 0.33005 | 0.22899 | 0.22899 | 0.22899 | 0.24289 | 0.23316 | 0.23316
flab-t | 0.054601 | 6267.3368 | 477.0263 | 230.6313 | 15.5863 | 23.3794 | 2.3605 | 5.3043 | 0.0035005 | 0.60166 | 7022.2846 | 53.7% |  |  | flab-t | 0.53177 | 0.53177 | 0.61927 | 0.51813 | 0.62916 | 0.62916 | 0.62916 | 0.6101 | 0.64196 | 0.64196
| 0.10268 | 11785.7539 | 770.3093 | 445.1186 | 24.7733 | 37.1599 | 3.7518 | 8.6942 | 0.0054529 | 0.93723 | 13076.6062 |  |  |  |  | 1 | 1 | 1 | 1 | 1 | 1 | 1 | 1 | 1 | 1
| 0.0007852% | 90.13% | 5.891% | 3.404% | 0.1894% | 0.2842% | 0.02869% | 0.06649% | 4.17e-05% | 0.007167%
Kallie Techs | [14 empty] | Kalie Techs - Shares
| aelec-coa | aelec-nuc | aelec-hyd | aelec-sol | aelec-spv | aelec-sth | aelec-wnd | aelec-geo | aelec-was | aelec-gas | aelec-die |  |  |  |  | aelec-coa | aelec-nuc | aelec-hyd | aelec-sol | aelec-spv | aelec-sth | aelec-wnd | aelec-geo | aelec-was | aelec-gas | aelec-die
flab-p | 0.020989 | 0.037343 | 0.020184 | 0.04503 | 0.0034816 | 0.0034816 | 0.04503 | 0.04503 | 0.016626 | 0.0034816 | 0.0034816 | 0.24416 |  |  | flab-p | 0.11233 | 0.15626 | 0.075896 | 0.11408 | 0.096342 | 0.096342 | 0.11408 | 0.11408 | 0.11397 | 0.096342 | 0.096342
flab-m | 0.048861 | 0.045679 | 0.061785 | 0.073409 | 0.0062667 | 0.0062667 | 0.073409 | 0.073409 | 0.028274 | 0.0062667 | 0.0062667 | 0.42989 |  |  | flab-m | 0.26151 | 0.19115 | 0.23233 | 0.18598 | 0.17341 | 0.17341 | 0.18598 | 0.18598 | 0.19382 | 0.17341 | 0.17341
flab-s | 0.046411 | 0.046985 | 0.081958 | 0.086921 | 0.0082909 | 0.0082909 | 0.086921 | 0.086921 | 0.033756 | 0.0082909 | 0.0082909 | 0.50303 |  |  | flab-s | 0.24839 | 0.19661 | 0.30818 | 0.22022 | 0.22942 | 0.22942 | 0.22022 | 0.22022 | 0.23139 | 0.22942 | 0.22942
flab-t | 0.070583 | 0.10897 | 0.10201 | 0.18935 | 0.018099 | 0.018099 | 0.18935 | 0.18935 | 0.067224 | 0.018099 | 0.018099 | 0.98922 |  |  | flab-t | 0.37777 | 0.45598 | 0.38359 | 0.47972 | 0.50082 | 0.50082 | 0.47972 | 0.47972 | 0.46082 | 0.50082 | 0.50082
| 0.18684 | 0.23897 | 0.26594 | 0.39471 | 0.036138 | 0.036138 | 0.39471 | 0.39471 | 0.14588 | 0.036138 | 0.036138 |  |  |  |  | 1 | 1 | 1 | 1 | 1 | 1 | 1 | 1 | 1 | 1 | 1
From 2012 Model
QFX_aelec (Labour supply ['000 employees]) | [5 empty] | WF (avg wage rate) [mR/empl./year] |  |  |  | WFDist_aelec (wage distortion factor) |  |  |  | WF*WFDist |  | QF*WF*WFDist [bR] |  | SAM check [bR]
|  |  | 2012 | Share |  |  | 2012 |  |  |  | 2012 | [7 empty] | aelec
flab-p | nat | base | 3.7306 | 0.051588 |  | flab-p | 0.039 |  |  | flab-p | 2.821 |  |  | 0.11002 |  | 0.41044 |  | flab-p | 0.41
flab-m | nat | base | 4.2457 | 0.05871 |  | flab-m | 0.05 |  |  | flab-m | 2.255 |  |  | 0.11275 |  | 0.4787 |  | flab-m | 0.483
flab-s | nat | base | 14.0477 | 0.19425 |  | flab-s | 0.089 |  |  | flab-s | 1.946 |  |  | 0.17319 |  | 2.433 |  | flab-s | 2.444
flab-t | nat | base | 50.2919 | 0.69545 |  | flab-t | 0.177 |  |  | flab-t | 2.236 |  |  | 0.39577 |  | 19.9041 |  | flab-t | 19.861
|  |  | 72.3159 | [15 empty] | 23.198
[18 empty] | avg | 0.32079
4.2256
3.7133
13.9822
50.0583
|  |  | IFA_ELC |  |  |  |  | iva_ELC |  |  | QA_ELC
|  |  | flab-p | flab-m | flab-s | flab-t |  |  | aelec |  |  |  |  | 2012
|  | 2012 | 0.0443 | 0.0504 | 0.1667 | 0.5969 |  | 2012 | 0.11017 |  | aelec | base | 2050 | 765
|  | Check | 3.7336 | 4.2477 | 14.0495 | 50.3068

## ElecBY
41.02
Source
| GOS (2012 Rands) | mR | 61052.791 | 2012 SAM
| GOS (2015 Rands) | mR | 71553.871 | 1.172 (conversion from 2012->2015)
| Gx | mR | 26551.5021
| Tx | mR | 10262.0427
| Dx | mR | 34740.3263
| Other Operating Costs (2012 Rands) | mR | 41635.0188
| Other Operating Costs (2015 Rands) | mR | 48796.2421 | 1.172 (conversion from 2012->2015)
| Gx | mR | 18106.8264
| Tx+other corporate | mR | 6998.2115
| Dx | mR | 23691.2042
| Fuel (incl.tra-coal) (2012 Rands) | mR | 38479.3137 | 2012 SAM
| Fuel (2015 Rands) | mR | 45097.7557 | 1.172 (conversion from 2012->2015)
| Total | mR | 165447.8688 | 141167.1236
| Units | TWh | 208 | 212.2222
| Avg Unit cost (2015 Rands) | R/kWh | 0.79542 | 0.66519 | 0.6588
| Avg Unit cost (2012 Rands) | R/kWh | 0.67869
| Eskom |  | 2012/13 | Source
| Generation | mR | 9894 | Eskom MYPD3 Table 23: gross maintenance costs per division
| Transmission | mR | 397
| Distribution | mR | 8298
| Corporate | mR | 211
| Total gross costs (Rm) | mR | 18801
| Manpower included in gross | mR | -5542
| Consulting fees included in gross | mR
| Capitalised | mR | -2815
| Total net maintenance (Rm) | mR | 10443
Generation Capacity
| Non-Eskom | MW | 784 |  | NERSA 2012 (Table 3.2, Munics Net Maximum Power)
| Eskom | MW | 40329 |  | NERSA 2012 (Table 3.2, Eskom Net Maximum Power)
| Total Capacity | MW | 41113
Distribution
| Eskom | GWh | 119341 |  | NERSA 2012 (table 6.5) (Eskom - own use - redistributors)
| non-eskom | GWh | 94247 |  | NERSA 2012 (table 6.5) (Munics - own use)
| Total | GWh | 213588
Restructured from Table Above
| Gx |  | 10086.3404 | Generation scaled up using non-Eskom capacity
| Tx |  | 608 | Transmission + Corporate
| Dx (incl.Munics) |  | 14851.1679 | Distribution scaled up using non-Eskom distribution
| Total |  | 25545.5083
| Other |  | 16089.5106
Other split into 3 and added to components
| Gx |  | 15449.5106 | 37.11%
| Tx + other corporate |  | 5971.1702 | 14.34%
| Dx (incl.Munics) |  | 20214.3381 | 48.55%
[6 empty] | Life | 60 | Scaling | 0.74295
| Distribution |  |  |  |  | Discount | 8.2%
| NCAP_COST | RESID | CAP_2012 | INV | Check | 0.076461 | CRF | Unscaled GOS | Scaled GOS | Scaled NCAP_COST | Check | Scaled Total FOM | Scaled NCAP_FOM (unit cost)
XAGRELC | 30869.1975 | 0.912 | 0.912 | 2152.541 | 2360.2423 | 0.076459 | 0.076461 | 2152.5945 | 1599.2741 | 22934.3283 | 22934.3283 | 1090.6268 | 1195.8627
XCOMELC | 15434.5988 | 6.0609 | 6.0609 | 6933.335 | 1143.9448 | 0.074116 | 0.076461 | 7152.774 | 5314.1669 | 11467.1642 | 11467.1642 | 3624.002 | 597.9313
XICPELC | 7336.752 | 1.2667 | 1.2667 | 710.5909 | 560.9781 | 0.076461 | 0.076461 | 710.5909 | 527.9349 | 5450.8537 | 5450.8537 | 360.0258 | 284.2234
XIFAELC | 7336.752 | 0 | 1.7473 | 980.2029 |  | FALSE | 0.076461 | 980.197 | 728.2392 | 5450.8537 | 5450.8537 | 496.6235 | 284.2234
XIFBELC | 11787.4425 | 0.5433 | 0.5602 | 489.6675 |  | FALSE | 0.076461 | 504.8993 | 375.1159 | 8757.5025 | 8757.5025 | 255.8107 | 456.6417
XIISELC | 7336.752 | 3.5015 | 3.5015 | 1964.265 | 560.9782 | 0.076461 | 0.076461 | 1964.2647 | 1459.3541 | 5450.8537 | 5450.8537 | 995.2082 | 284.2234
XIMIELC | 7336.752 | 4.1948 | 4.1948 | 2353.191 | 560.9781 | 0.076461 | 0.076461 | 2353.1908 | 1748.3075 | 5450.8537 | 5450.8537 | 1192.2603 | 284.2234
XINFELC | 7336.752 | 2.8782 | 2.8782 | 1614.607 | 560.978 | 0.076461 | 0.076461 | 1614.6071 | 1199.5754 | 5450.8537 | 5450.8537 | 818.0517 | 284.2234
XINMELC | 7336.752 | 0.8427 | 0.8427 | 472.7362 | 560.978 | 0.076461 | 0.076461 | 472.7362 | 351.2203 | 5450.8537 | 5450.8537 | 239.515 | 284.2234
XIOTELC | 11787.4425 | 0.904 | 1.4596 | 1197.786 |  | FALSE | 0.076461 | 1315.514 | 977.3636 | 8757.5025 | 8757.5025 | 666.5142 | 456.6417
XIPPELC | 11787.4425 | 1.3541 | 1.3541 | 1220.429 | 901.2842 | 0.076461 | 0.076461 | 1220.4286 | 906.7197 | 8757.5025 | 8757.5025 | 618.3385 | 456.6417
XRESELC | 30869.1975 | 10.6821 | 10.6821 | 23457.83 | 2195.9942 | 0.071139 | 0.076461 | 25212.9707 | 18732.024 | 22934.3283 | 22934.3283 | 12774.3246 | 1195.8627
XTRAELC | 15434.5988 | 9.9385 | 0.4507 | 11728.91 |  | FALSE | 0.076461 | 531.8938 | 395.1715 | 11467.1642 | 11467.1642 | 269.4877 | 597.9313
XUPSELC | 7717.2994 | 0.7735 | 0.9714 | 572.4462 |  | FALSE | 0.076461 | 573.1991 | 425.8593 | 5733.5821 | 5733.5821 | 290.4152 | 298.9657
Total | [7 empty] | 46759.8606 | 34740.3263 |  |  | 23691.2042
Target | [8 empty] | 34740.3263 |  |  | 23691.2042
| Transmission | [7 empty] | 2012 | Scaled NCAP_COST |  |  | Scaled FOM
ETRANSDUM |  | 34.2 | 34.2 |  |  |  | 0.076461 |  |  | 3924.3314 |  |  | 204.6261
Target | [8 empty] | 10262.0427 |  |  | 6998.2115
Generation
| Unscaled NCAP_COST | RESID | LIFE | CRF | Unscaled GOS | Scaled GOS | Scaled NCAP_COST | Unscaled FOM (unit cost) | Unscaled total FOM | Scaled Total FOM | NCAP_FOM (unit cost) | Unscaled ACT_COST (VOM) | SCALED ACT_COST | ACT_COST | Scaled ACT_COST
EPTSTO-E | 22451 | 1.58 | 50 | 0.077288 | 2741.5995 | 516.4774 | 4229.4411 | 9.89 | 15.6262 | 5.7232 | 3.6223 | 0 | 0 | 0 | 0 |  | 2011 | 2012
ERHYD-E | 22781.424 | 0.665 | 50 | 0.077288 | 1170.8837 | 220.5774 | 4291.6882 | 91.438 | 60.8063 | 22.2707 | 33.4898 | 0 | 0 | 0 | 0 | ETCLDFB-N |  | 30
ERHYD-I | 22781.424 | 1.5 | 50 | 0.077288 | 2641.091 | 497.543 | 4291.6882 | 91.438 | 137.157 | 50.2347 | 33.4898 | 0 | 0 | 0 | 0 | ETCLEARNO-E | 10 | 10
ETCLEARNO-E | 38904 | 2.232 | 30 | 0.08365 | 7263.6093 | 1368.3581 | 7328.9464 | 845 | 1886.04 | 690.7757 | 309.4873 | 993.7519 | 363.9688 | 20.2778 | 7.4269 | ETCLECAMD-E | 10 | 10
ETCLECAMD-E | 38904 | 1.45 | 30 | 0.08365 | 4718.7426 | 888.9423 | 7328.9464 | 845 | 1225.25 | 448.7566 | 309.4873 | 680.4067 | 249.2039 | 20.2778 | 7.4269 | ETCLEDUVH-E | 9 | 9
ETCLEDUVH-E | 38904 | 3.45 | 30 | 0.08365 | 11227.3531 | 2115.0696 | 7328.9464 | 845 | 2915.25 | 1067.7313 | 309.4873 | 1557.773 | 570.5456 | 20.2778 | 7.4269 | ETCLEGROO-E | 10 | 10
ETCLEGROO-E | 38904 | 1.09 | 30 | 0.08365 | 3547.1927 | 668.2394 | 7328.9464 | 845 | 921.05 | 337.3412 | 309.4873 | 483.4469 | 177.0659 | 20.2778 | 7.4269 | ETCLEHEND-E | 10 | 10
ETCLEHEND-E | 38904 | 1.865 | 30 | 0.08365 | 6069.2793 | 1143.3637 | 7328.9464 | 845 | 1575.925 | 577.1939 | 309.4873 | 850.5084 | 311.5048 | 20.2778 | 7.4269 | ETCLEIG-N |  | 30
ETCLEKELB-E | 38904 | 0.6 | 30 | 0.08365 | 1952.5832 | 367.8382 | 7328.9464 | 845 | 507 | 185.6924 | 309.4873 | 30.581 | 11.2005 | 20.2778 | 7.4269 | ETCLEKELA-E |  | 10
ETCLEKEND-E | 38904 | 3.84 | 30 | 0.08365 | 12496.5322 | 2354.1645 | 7328.9464 | 845 | 3244.8 | 1188.4314 | 309.4873 | 1718.922 | 629.5676 | 20.2778 | 7.4269 | ETCLEKELB-E | 10 | 10
ETCLEKOMA-E | 38904 | 0.791 | 30 | 0.08365 | 2574.1555 | 484.9334 | 7328.9464 | 845 | 668.395 | 244.8045 | 309.4873 | 358.1088 | 131.1599 | 20.2778 | 7.4269 | ETCLEKEND-E | 16 | 16
ETCLEKRIE-E | 38904 | 2.85 | 30 | 0.08365 | 9274.77 | 1747.2314 | 7328.9464 | 845 | 2408.25 | 882.0389 | 309.4873 | 1289.192 | 472.1759 | 20.2778 | 7.4269 | ETCLEKOMA-E | 10 | 10
ETCLELETH-E | 38904 | 3.558 | 30 | 0.08365 | 11578.8181 | 2181.2805 | 7328.9464 | 845 | 3006.51 | 1101.156 | 309.4873 | 1584.631 | 580.3825 | 20.2778 | 7.4269 | ETCLEKRIE-E | 10 | 10
ETCLEMAJD-E | 38904 | 1.833 | 30 | 0.08365 | 5965.1415 | 1123.7457 | 7328.9464 | 845 | 1548.885 | 567.2903 | 309.4873 | 819.1739 | 300.0283 | 20.2778 | 7.4269 | ETCLELETH-E | 15 | 15
ETCLEMAJW-E | 38904 | 2.01 | 30 | 0.08365 | 6541.1536 | 1232.258 | 7328.9464 | 845 | 1698.45 | 622.0696 | 309.4873 | 899.7484 | 329.5393 | 20.2778 | 7.4269 | ETCLEMAJD-E | 22 | 22
ETCLEMATI-E | 38904 | 3.69 | 30 | 0.08365 | 12008.3864 | 2262.2049 | 7328.9464 | 845 | 3118.05 | 1142.0083 | 309.4873 | 1250.602 | 458.042 | 20.2778 | 7.4269 | ETCLEMAJW-E | 25 | 25
ETCLEMATL-E | 38904 | 3.45 | 30 | 0.08365 | 11227.3531 | 2115.0696 | 7328.9464 | 845 | 2915.25 | 1067.7313 | 309.4873 | 1557.773 | 570.5456 | 20.2778 | 7.4269 | ETCLEMATI-E |  | 10
ETCLEPFSI-E | 38904 | 0.128 | 30 | 0.08365 | 416.5511 | 78.4721 | 7328.9464 | 845 | 108.16 | 39.6144 | 309.4873 | 77.6968 | 28.457 | 20.2778 | 7.4269 | ETCLEMATL-E | 10 | 10
ETCLEPFSS-E | 38904 | 0.6 | 30 | 0.08365 | 1952.5832 | 367.8382 | 7328.9464 | 845 | 507 | 185.6924 | 309.4873 | 258.9894 | 94.8567 | 20.2778 | 7.4269 | ETCLEPFSI-E | 10 | 10
ETCLETUTU-E | 38904 | 3.51 | 30 | 0.08365 | 11422.6114 | 2151.8535 | 7328.9464 | 845 | 2965.95 | 1086.3006 | 309.4873 | 1584.631 | 580.3825 | 20.2778 | 7.4269 | ETCLEROOI-E | 10 | 10
ETNUC-E | 72780.3223 | 1.86 | 50 | 0.077288 | 10462.5648 | 1970.9947 | 13710.7517 | 885 | 1646.1 | 602.896 | 324.1376 | 0 | 0 | 0 | 0 | ETCLESC-N |  | 50
ETODSGT-E | 8219.2 | 2.46 | 30 | 0.08365 | 1691.3313 | 318.6222 | 1548.3775 | 147 | 361.62 | 132.4459 | 53.8398 | 0 | 0 | 0 | 0 | ETCLETUTU-E | 16 | 16
Total |  |  |  |  | 138944.2865 | 26175.078 |  |  | 49437.4607 | 18106.8264 |  | 12248.1994 | 5858.627
Target |  |  |  |  | 26175.078 |  |  |  | 18106.8264
[5 empty] | 0.18839 |  |  |  | 0.36626
COST_INV(2012)
ETGASCCSS-N | - | - | - | - | - | 376.4241
| ERHYDB-I | - | - | - | - | - | 0 | 4.4031
| ERHYD-E | - | - | - | - | - | 0 | 0
| ERHYDF-I | - | - | - | - | - | 0 | 4.4031
| ERHYDGIE-I | - | - | - | - | - | 0 | 0
| ERHYDGIW-I | - | - | - | - | - | 0 | 0
| ERHYDH-I | - | - | - | - | - | 0 | 4.4031
| ERHYD-I | - | - | - | - | - | 0 | 0
| ERHYDI-I | - | - | - | - | - | 0 | 4.4031
| ERHYDK-I | - | - | - | - | - | 0 | 4.4031
| ERHYDM-I | - | - | - | - | - | 0 | 0
| ETCLEARNO-E | - | - | - | - | - | 0 | 20.2778
| ETCLECAMD-E | - | - | - | - | - | 0 | 20.2778
| ETCLEDUVH-E | - | - | - | - | - | 0 | 20.2778
| ETCLEGROO-E | - | - | - | - | - | 0 | 20.2778
| ETCLEHEND-E | - | - | - | - | - | 0 | 20.2778
| ETCLEKELA-E | - | - | - | - | - | 0 | 20.2778
| ETCLEKELB-E | - | - | - | - | - | 0 | 20.2778
| ETCLEKEND-E | - | - | - | - | - | 0 | 20.2778
| ETCLEKOMA-E | - | - | - | - | - | 0 | 20.2778
| ETCLEKRIE-E | - | - | - | - | - | 0 | 20.2778
| ETCLELETH-E | - | - | - | - | - | 0 | 20.2778
| ETCLEMAJD-E | - | - | - | - | - | 0 | 20.2778
| ETCLEMAJW-E | - | - | - | - | - | 0 | 20.2778
| ETCLEMATI-E | - | - | - | - | - | 0 | 20.2778
| ETCLEMATL-E | - | - | - | - | - | 0 | 20.2778
| ETCLEPFSI-E | - | - | - | - | - | 0 | 20.2778
| ETCLEPFSS-E | - | - | - | - | - | 0 | 20.2778
| ETCLEPRET-E | - | - | - | - | - | 0 | 20.2778
| ETCLEROOI-E | - | - | - | - | - | 0 | 20.2778
| ETCLETUTU-E | - | - | - | - | - | 0 | 20.2778
| ETCRBSCBO-I | - | - | - | - | - | 0 | 6.55
| ETCRBSCMO-I | - | - | - | - | - | 0 | 2.8019
| ETGRNCC-I | - | - | - | - | - | 0 | 0
| ETNUC-E | - | - | - | - | - | 0 | 0
| ETODSGT-E | - | - | - | - | - | 0 | 0
resid
2012
[11 empty] | REGION1 | ETCLEARNO-E | 2.22
[11 empty] | REGION1 | ETCLECAMD-E | 1.52
[11 empty] | REGION1 | ETCLEDUVH-E | 3.48
[11 empty] | REGION1 | ETCLEGROO-E | 1.08
[11 empty] | REGION1 | ETCLEHEND-E | 1.9
[11 empty] | REGION1 | ETCLEKELA-E | Eps
[11 empty] | REGION1 | ETCLEKELB-E | 0.16
[11 empty] | REGION1 | ETCLEKEND-E | 3.84
[11 empty] | REGION1 | ETCLEKOMA-E | 0.8
[11 empty] | REGION1 | ETCLEKRIE-E | 2.88
[11 empty] | REGION1 | ETCLELETH-E | 3.54
[11 empty] | REGION1 | ETCLEMAJD-E | 1.83
[11 empty] | REGION1 | ETCLEMAJW-E | 2.01
[11 empty] | REGION1 | ETCLEMATI-E | 3.72
[11 empty] | REGION1 | ETCLEMATL-E | 3.48
[11 empty] | REGION1 | ETCLEPFSI-E | 0.15
[11 empty] | REGION1 | ETCLEPFSS-E | 0.5
[11 empty] | REGION1 | ETCLEPRET-E | 0.09
[11 empty] | REGION1 | ETCLEROOI-E | 0.18
[11 empty] | REGION1 | ETCLETUTU-E | 3.54
[12 empty] | 2011 | 2012
[11 empty] | ETCLDFB-N |  | 30
[11 empty] | ETCLEARNO-E | 10 | 10
[11 empty] | ETCLECAMD-E | 10 | 10
[11 empty] | ETCLEDUVH-E | 9 | 9
[11 empty] | ETCLEGROO-E | 10 | 10
[11 empty] | ETCLEHEND-E | 10 | 10
[11 empty] | ETCLEIG-N |  | 30
[11 empty] | ETCLEKELA-E |  | 10
[11 empty] | ETCLEKELB-E | 10 | 10
[11 empty] | ETCLEKEND-E | 16 | 16
[11 empty] | ETCLEKOMA-E | 10 | 10
[11 empty] | ETCLEKRIE-E | 10 | 10
[11 empty] | ETCLELETH-E | 15 | 15
[11 empty] | ETCLEMAJD-E | 22 | 22
[11 empty] | ETCLEMAJW-E | 25 | 25
[11 empty] | ETCLEMATL-E | 10 | 10
[11 empty] | ETCLEPFSI-E | 10 | 10
[11 empty] | ETCLEPFSS-E | 10 | 10
[11 empty] | ETCLEPRET-E | 10 | 10
[11 empty] | ETCLEROOI-E | 10 | 10
[11 empty] | ETCLESC-N |  | 50
[11 empty] | ETCLETUTU-E | 16 | 16
[11 empty] | ETCLEMED-N-A |  | 50
[11 empty] | ETCLEPFD-E-A | 16 | 16
[11 empty] | ETCLEMATI-E |  | 50
Note on E5: Bruno: gross operating surplus = return to capital = annuity = interest+dividends+depreciation.
Note on G10: Author: From the SAM. Includes all expenditures except fuels.
Note on G17: Bruno: Total in SATIM
Note on H17: Bruno: Total in CGE
Note on I19: Bruno: from model results
Note on E81: [Threaded comment] Your version of Excel allows you to read this threaded comment; however, any edits to it will get removed if the file is opened in a newer version of Excel. Learn more: https://go.microsoft.com/fwlink/?linkid=870924 Comment: based on cost of new plant